## CBECS-elec-subtypology (hidden)
Release date: December 2016
Table PBA4. Electricity consumption totals and conditional intensities by building activity subcategories, 2012
Site electricity consumption
| All buildings using electricity |  |  |  | per building (thousandkWh) | per square foot (kWh) | Distribution of building-level intensities (kWh/square foot)
| Number of buildings (thousand) | Total floorspace (million square feet) | Floorspace per building (thousand square feet) | Total (billion kWh) |  |  | 25th per- centile | Median | 75th per- centile
All buildings | 5234 | 84869 | 16.2 | 1243 | 237 | 14.6 | 3.8 | 8.7 | 17.2
Principal building activity (expanded)
Education | 389 | 12239 | 31.5 | 134 | 345 | 11 | 5.6 | 9 | 13.7
College or university | 27 | 1883 | 69.2 | 33 | 1202 | 17.4 | 9.2 | 14.4 | 20
K-12 | 232 | 9175 | 39.6 | 89 | 386 | 9.8 | 5.6 | 8.3 | 12.6
Elementary or middle school | 189 | 6118 | 32.4 | 58 | 306 | 9.5 | 5.6 | 8 | 11.9
High school | 43 | 3056 | 71.6 | 32 | 740 | 10.3 | 6.2 | 10.5 | 15.5
Preschool or daycare | 68 | 431 | 6.4 | 6 | 85 | 13.3 | 8 | 11.6 | 16.9
Other classroom education | 62 | 750 | 12.1 | 6 | 100 | 8.2 | 2.6 | 6.6 | 10.7
Food sales | 177 | 1252 | 7.1 | 61 | 345 | 48.7 | 35 | 54.8 | 81.4
Convenience store1 | 131 | 470 | 3.6 | 27 | 203 | 56.4 | 34.8 | 63 | 100
Grocery store or food market | 45 | 763 | 17.1 | 34 | 753 | 44.2 | 35.2 | 43.6 | 55.2
Other food sales | Q | Q | Q | Q | Q | Q | Q | Q | Q
Food service | 380 | 1819 | 4.8 | 82 | 215 | 44.9 | 18.9 | 38.4 | 73.2
Fast food | 92 | 302 | 3.3 | 22 | 242 | 73.9 | 43.5 | 73.2 | 117.3
Restaurant or cafeteria | 179 | 1039 | 5.8 | 45 | 253 | 43.5 | 19.8 | 38.6 | 67.3
Bar, pub, or lounge | 71 | 350 | 4.9 | 9 | 129 | 26.3 | 11.7 | 25.6 | 38.3
Other food service | 37 | 128 | 3.4 | 5 | 133 | 39 | 8.9 | 21.5 | 57.4
Health care | 157 | 4155 | 26.5 | 107 | 683 | 25.8 | 7 | 13.1 | 19.2
Inpatient | 10 | 2374 | 247.8 | 74 | 7687 | 31 | 20.5 | 32.7 | 43.9
Outpatient | 147 | 1781 | 12.1 | 33 | 227 | 18.7 | 6.3 | 12.8 | 19
Office (diagnostic) | 60 | 510 | 8.5 | 8 | 135 | 16 | 4.7 | 11.8 | 16.7
Clinic or other outpatient | 87 | 1271 | 14.6 | 25 | 290 | 19.8 | 7 | 13.2 | 19
Lodging | 158 | 5826 | 36.9 | 89 | 565 | 15.3 | 8.4 | 13.5 | 19.5
Hotel | 30 | 2717 | 90.6 | 42 | 1414 | 15.6 | 9.4 | 13.8 | 18.3
Motel or inn | 61 | 602 | 9.9 | 9 | 141 | 14.3 | 12 | 15 | 21.1
Dormitory, fraternity, or sorority | 25 | 805 | 32.7 | 10 | 391 | 12 | 5.1 | 8.2 | 13
Nursing home or assisted living | 30 | 1275 | 43.2 | 23 | 793 | 18.4 | 10.8 | 17.4 | 27.5
Other lodging | 13 | 426 | 33.2 | 5 | 398 | 12 | 3 | 8.5 | 14.8
Mercantile | 599 | 11320 | 18.9 | 207 | 345 | 18.3 | 6.2 | 13 | 21.8
Retail (other than mall) | 435 | 5430 | 12.5 | 82 | 189 | 15.2 | 4.9 | 9.7 | 18.8
Retail store | 333 | 4495 | 13.5 | 69 | 208 | 15.4 | 4.3 | 9.4 | 17.7
Vehicle dealership | 43 | 559 | 13 | 8 | 182 | 14 | 5.4 | 9 | 21.5
Other retail | 59 | 376 | 6.4 | 5 | 92 | 14.4 | 6.5 | 14 | 22.9
Enclosed and strip malls | 164 | 5890 | 35.9 | 124 | 757 | 21.1 | 13.8 | 19.5 | 27.8
Strip shopping center | 163 | 5087 | 31.3 | 110 | 678 | 21.7 | 13.8 | 19.5 | 28.1
Enclosed mall | 1 | 803 | 582.8 | 14 | 10135 | 17.4 | 11.4 | 17.8 | 20.2
Office | 1012 | 15952 | 15.8 | 253 | 250 | 15.9 | 6 | 9.9 | 15.8
Administrative or professional | 558 | 8937 | 16 | 151 | 271 | 16.9 | 5.5 | 9.6 | 15.3
Bank or other financial | 91 | 920 | 10.1 | 18 | 195 | 19.3 | 11.1 | 19.6 | 24.7
Government | 113 | 2655 | 23.4 | 38 | 336 | 14.3 | 7.9 | 11.9 | 17.1
Medical (non-diagnostic) | 50 | 302 | 6 | 4 | 73 | 12.1 | 6.7 | 8.8 | 14.3
Mixed-use | 125 | 2656 | 21.2 | 36 | 290 | 13.7 | 4.5 | 8.6 | 13.4
Other office | 74 | 482 | 6.5 | 6 | 86 | 13.2 | 4 | 7.4 | 9.7
Public assembly | 352 | 5559 | 15.8 | 80 | 229 | 14.5 | 3.5 | 7.7 | 14.6
Library | 24 | 761 | 32 | 12 | 488 | 15.2 | 10.7 | 14.3 | 15.6
Entertainment or culture | 51 | 1266 | 24.7 | 20 | 395 | 16 | 1.8 | 6.6 | 13.5
Recreation | 100 | 1898 | 18.9 | 25 | 248 | 13.1 | 3.7 | 7.3 | 17.6
Social or meeting | 135 | 948 | 7 | 10 | 72 | 10.2 | 3 | 6.5 | 11.2
Other assembly | 41 | 685 | 16.6 | 14 | 340 | 20.5 | 4.7 | 7.1 | 12.6
Public order and safety | 84 | 1440 | 17.2 | 21 | 255 | 14.9 | 3.9 | 9.1 | 16.2
Fire or police station | 69 | 572 | 8.3 | 7 | 98 | 11.8 | 3.8 | 7.6 | 14.7
Courthouse or probation office | 6 | 436 | 69.4 | 7 | 1059 | 15.3 | 13.2 | 15.9 | 19.2
Other public order | 9 | 432 | 49.9 | 8 | 927 | 18.6 | 15.6 | 26.6 | 34.4
Religious worship | 412 | 4557 | 11.1 | 24 | 58 | 5.2 | 2.2 | 3.5 | 5.7
Service | 602 | 4512 | 7.5 | 37 | 62 | 8.3 | 3.4 | 6.5 | 12
Post office or postal center | 30 | 446 | 14.7 | 4 | 136 | 9.2 | 7.4 | 10.3 | 13.1
Repair shop | 84 | 535 | 6.3 | 4 | 44 | 7 | 3.1 | 5.2 | 10.2
Vehicle service or repair | 214 | 1653 | 7.7 | 14 | 67 | 8.7 | 4.5 | 7.5 | 11.7
Vehicle storage or maintenance | 159 | 1193 | 7.5 | 9 | 54 | 7.2 | 2 | 5 | 8.9
Other service | 114 | 685 | 6 | 7 | 58 | 9.6 | 4.2 | 7.5 | 15.2
Warehouse and storage | 675 | 12568 | 18.6 | 83 | 123 | 6.6 | 1.6 | 3.7 | 7.5
Nonrefrigerated | 666 | 12125 | 18.2 | 71 | 106 | 5.8 | 1.6 | 3.7 | 7.3
Warehouse | 380 | 5194 | 13.7 | 34 | 90 | 6.6 | 1.4 | 3.6 | 6.7
Distribution or shipping center | 151 | 5688 | 37.6 | 31 | 202 | 5.4 | 2.3 | 5 | 8.5
Self storage units | 135 | 1244 | 9.2 | 6 | 42 | 4.6 | 1.1 | 3.2 | 8.7
Refrigerated | 8 | 443 | 52.1 | 13 | 1498 | 28.8 | 10.5 | 25.2 | 46.1
Other | 123 | 1972 | 16.1 | 56 | 455 | 28.3 | 2.6 | 6.6 | 25.1
Laboratory | 16 | 467 | 30.1 | 19 | 1228 | 40.8 | 13.8 | 32 | 39.7
Other | 107 | 1505 | 14 | 37 | 344 | 24.5 | 2.1 | 4.8 | 16.7
Vacant | 116 | 1699 | 14.6 | 8 | 66 | 4.5 | 0.8 | 1.6 | 3.6
1Includes Convenience stores and Convenience stores with gas stations. Q = Data withheld either because the Relative Standard Error (RSE) was greater than 50 percent or fewer than 20 buildings were sampled. Notes: ● Because of rounding, data may not sum to totals. ● See the Guide to the 2012 CBECS Detailed Tables or CBECS Terminology for definitions of terms used in these tables and/or comparison of differences with prior CBECS tables. Both references can be accessed from http://www.eia.gov/consumption/commercial/data/2012/ Source: U.S. Energy Information Administration, Office of Energy Consumption and Efficiency Statistics, Form EIA-871A and E of the 2012 Commercial Buildings Energy Consumption Survey.

## CBECS-elec-geosubdiv (hidden)
Release date: May 2016
Table C17. Electricity consumption and conditional energy intensity by Census division (part 1), 2012
| Total electricity consumption (billion kWh) | [8 empty] | Total floorspace of buildings using electricity (million square feet) | [8 empty] | Electricity energy intensity (kWh/square foot)
| New England | Middle Atlantic | East North Central | West North Central | South Atlantic | East South Central | West South Central | Mountain | Pacific | New England | Middle Atlantic | East North Central | West North Central | South Atlantic | East South Central | West South Central | Mountain | Pacific | New England | Middle Atlantic | East North Central | West North Central | South Atlantic | East South Central | West South Central | Mountain | Pacific
All buildings | 51 | 170 | 174 | 75 | 287 | 71 | 173 | 67 | 176 | 4192 | 11099 | 12544 | 6016 | 17608 | 4824 | 10594 | 4812 | 13180 | 12.1 | 15.3 | 13.9 | 12.5 | 16.3 | 14.6 | 16.3 | 13.9 | 13.3
Building floorspace (square feet)
1,001 to 5,000 | 5 | 10 | 16 | 9 | 35 | 11 | 19 | 7 | 17 | 368 | 628 | 995 | 718 | 1450 | 589 | 1127 | 488 | 1129 | 14.4 | 15.4 | 16.3 | 12.3 | 24.3 | 19.5 | 16.8 | 15 | 15.5
5,001 to 10,000 | 5 | 9 | 15 | 7 | 24 | 7 | 17 | 9 | 22 | 527 | 657 | 1048 | 767 | 1666 | 594 | 1035 | 495 | 1700 | 9.7 | 13.3 | 14.1 | 8.8 | 14.3 | 11.5 | 16.4 | 17.5 | 12.7
10,001 to 25,000 | 8 | 16 | 20 | 10 | 34 | 13 | 20 | 8 | 28 | 858 | 1470 | 1799 | 1051 | 2577 | 769 | 1620 | 870 | 2551 | 9.7 | 10.9 | 11.4 | 9.8 | 13.3 | 16.8 | 12.6 | 9.4 | 11
25,001 to 50,000 | 8 | 10 | 23 | 10 | 36 | 8 | 25 | 5 | 24 | 626 | 1002 | 2040 | 958 | 2257 | 490 | 1584 | 467 | 2249 | 12.5 | 10.5 | 11.4 | 10.5 | 15.8 | 16.6 | 15.7 | 10.2 | 10.7
50,001 to 100,000 | 6 | 31 | 25 | 15 | 48 | 10 | 29 | 10 | 18 | 598 | 2078 | 1768 | 920 | 3049 | 985 | 1844 | 725 | 1636 | 9.8 | 14.9 | 13.9 | 16.3 | 15.8 | 10.3 | 15.9 | 13.1 | 11.1
100,001 to 200,000 | 6 | 38 | 26 | 8 | 40 | 8 | 26 | 6 | 32 | 418 | 2101 | 1771 | 628 | 2817 | 577 | 1727 | 447 | 1875 | 14.5 | 18.2 | 14.6 | 13.1 | 14.1 | 13.4 | 14.9 | 13.8 | 17
200,001 to 500,000 | 9 | 29 | 30 | 10 | 38 | 8 | 24 | 11 | 22 | 597 | 1636 | 2079 | 597 | 2089 | 503 | 1067 | 774 | 1310 | 14.8 | 17.5 | 14.3 | 16.8 | 18 | 16.4 | 22.4 | 14.9 | 16.7
Over 500,000 | Q | 27 | 20 | 6 | 32 | 5 | 13 | Q | 13 | Q | 1526 | 1042 | 376 | 1702 | Q | 591 | 546 | 731 | Q | 17.7 | 18.9 | 15.3 | 19 | 16.4 | 21.5 | 20.1 | 17.6
Principal building activity
Education | 4 | 14 | 20 | 13 | 36 | 7 | 23 | 8 | 10 | 642 | 1414 | 2205 | 968 | 2840 | 469 | 1853 | 783 | 1065 | 6.7 | 9.6 | 9.2 | 13 | 12.5 | 14.2 | 12.3 | 10.1 | 9.8
Food sales | Q | Q | Q | Q | 11 | Q | Q | Q | 12 | Q | Q | Q | Q | 188 | Q | Q | Q | 304 | Q | Q | Q | Q | 56.5 | Q | Q | Q | 39.3
Food service | Q | 7 | 10 | 6 | 20 | 6 | 12 | 4 | 12 | Q | 162 | 217 | 153 | 396 | 150 | 225 | 104 | 282 | Q | 45.6 | 48 | 36.2 | 50.9 | 40.5 | 53.7 | 35.3 | 43.2
Health care | 6 | 17 | 14 | 8 | 19 | 8 | 16 | 6 | 13 | 274 | 792 | 549 | 313 | 662 | 271 | 508 | 289 | 497 | 21.7 | 22.1 | 25.4 | 24.8 | 28.3 | 28.7 | 31.5 | 20.4 | 27.1
Inpatient | 4 | 10 | 10 | 4 | 13 | 6 | 12 | 4 | 11 | 169 | 369 | 359 | 137 | 405 | 184 | 304 | 132 | 315 | 26.5 | 26.1 | 28.7 | 29.2 | 31.7 | 34.3 | 38 | 27.8 | 34.4
Outpatient | Q | 8 | 4 | Q | 6 | Q | Q | 2 | 3 | Q | 423 | 190 | 176 | 257 | Q | 204 | 157 | 182 | Q | 18.6 | 18.9 | 21.3 | 23.1 | Q | 21.9 | 14.1 | 14.5
Lodging | Q | 10 | 10 | 7 | 22 | 7 | 9 | Q | 11 | Q | 800 | 673 | 384 | 1217 | 486 | 599 | 519 | 940 | Q | 12.9 | 14.5 | 17 | 18.3 | 15 | 14.5 | 18.2 | 11.9
Mercantile | 6 | 21 | 30 | 7 | 56 | 13 | 24 | 13 | 36 | 458 | 1186 | 1488 | 644 | 2746 | 736 | 1247 | 727 | 2088 | 13.3 | 17.5 | 20 | 11.6 | 20.3 | 18 | 19.4 | 18.4 | 17.2
Retail (other than mall) | Q | 9 | 13 | 3 | 16 | Q | 11 | 6 | 15 | Q | 667 | 748 | 394 | 1052 | Q | 693 | 307 | 1030 | Q | 12.9 | 17.6 | 7.3 | 15 | Q | 16.6 | 18.7 | 14.9
Enclosed and strip malls | Q | 12 | 17 | 5 | 40 | Q | 13 | 8 | 21 | Q | 518 | 740 | 250 | 1694 | Q | 554 | 420 | 1058 | Q | 23.4 | 22.4 | 18.5 | 23.5 | Q | 23 | 18.3 | 19.5
Office | 9 | 55 | 38 | 13 | 48 | 12 | 28 | 10 | 40 | 738 | 2965 | 2430 | 904 | 3183 | 694 | 1625 | 852 | 2562 | 11.6 | 18.5 | 15.8 | 14.1 | 15.1 | 16.9 | 17.4 | 12.2 | 15.8
Public assembly | 4 | 9 | 16 | 5 | 16 | 3 | 13 | 5 | 8 | 350 | 603 | 1196 | 390 | 904 | 330 | 769 | 321 | 697 | 11.5 | 15.6 | 13.2 | 13.3 | 18.2 | 10 | 16.8 | 16.2 | 11.8
Public order and safety | Q | Q | Q | Q | Q | Q | Q | Q | Q | Q | Q | Q | Q | Q | Q | Q | Q | Q | Q | Q | Q | Q | Q | Q | Q | Q | Q
Religious worship | Q | 3 | 3 | 1 | 6 | 3 | 3 | 1 | 2 | Q | 613 | 547 | 378 | 857 | 614 | 540 | 214 | 511 | Q | 5.5 | 5.1 | 3.6 | 6.9 | 5.2 | 5.6 | 4.4 | 4.8
Service | 2 | 4 | 6 | 4 | 9 | 3 | 4 | Q | 5 | 245 | 568 | 836 | 613 | 741 | 318 | 498 | Q | 578 | Q | 6.4 | 7.7 | 6.7 | 11.7 | 8.9 | 7.6 | Q | 9.5
Warehouse and storage | 2 | 6 | 10 | 6 | 19 | 3 | 20 | 2 | 14 | 488 | 1211 | 1504 | 891 | 2706 | Q | 1850 | 582 | 2829 | 4 | 5.3 | 6.7 | 6.5 | 7.1 | 6 | 11 | 4.1 | 5
Other | Q | Q | Q | Q | 18 | Q | Q | Q | 7 | Q | Q | Q | Q | 568 | Q | Q | Q | 345 | Q | Q | Q | Q | 32.3 | Q | Q | Q | 19.5
Vacant | Q | Q | Q | Q | 2 | Q | Q | Q | 1 | Q | Q | Q | Q | 299 | Q | Q | Q | 306 | Q | Q | Q | Q | 5.6 | Q | Q | Q | 3.9
Year constructed
Before 1920 | 5 | 7 | 4 | 2 | 6 | 3 | 2 | Q | 2 | 674 | 904 | 585 | 380 | 425 | Q | 259 | Q | 205 | 7.9 | 7.8 | 6.6 | 6.1 | 14.9 | 9.6 | 7.6 | Q | 7.5
1920 to 1945 | 3 | 18 | 13 | 3 | 8 | 4 | 6 | Q | 8 | 404 | 1525 | 1354 | 370 | 650 | 215 | 570 | Q | 648 | 7.7 | 11.8 | 9.4 | 8.5 | 12.2 | 17.8 | 10.5 | Q | 13.1
1946 to 1959 | 4 | 14 | 14 | 6 | 16 | 4 | 11 | 3 | 14 | 349 | 1233 | 1149 | 502 | 1424 | 265 | 806 | 314 | 1167 | 10.3 | 11.1 | 12.2 | 12.4 | 11.4 | 16.2 | 13.1 | 9 | 11.8
1960 to 1969 | 6 | 23 | 18 | 14 | 34 | 7 | 16 | 5 | 24 | 481 | 1748 | 1481 | 1186 | 1675 | 682 | 1041 | 406 | 1498 | 12 | 13.3 | 12.1 | 11.5 | 20.2 | 10.6 | 15.7 | 12.3 | 16.1
1970 to 1979 | 9 | 28 | 33 | 11 | 27 | 9 | 23 | 11 | 19 | 473 | 1427 | 1841 | 724 | 1671 | 555 | 1332 | 785 | 1750 | 18.8 | 20 | 17.7 | 15.8 | 16.3 | 16.6 | 17.2 | 14.4 | 10.6
1980 to 1989 | 6 | 21 | 26 | 11 | 60 | 18 | 45 | 11 | 35 | 554 | 1159 | 1614 | 947 | 3535 | 938 | 2247 | 885 | 2912 | 10.7 | 17.8 | 16.1 | 11.9 | 17.1 | 19.1 | 20.2 | 12.8 | 12
1990 to 1999 | 5 | 34 | 25 | 11 | 47 | 16 | 32 | 11 | 31 | 476 | 1539 | 1904 | 817 | 2689 | 1182 | 1807 | 776 | 1930 | 11.3 | 22.3 | 13.3 | 13.2 | 17.4 | 13.9 | 17.5 | 14 | 16.3
2000 to 2003 | 5 | 11 | 18 | 6 | 29 | 3 | 20 | 6 | 13 | 337 | 637 | 1090 | 405 | 1919 | 208 | 1170 | 419 | 1007 | 16.2 | 17.7 | 16.7 | 14.2 | 15.3 | 13.2 | 16.9 | 14.8 | 12.5
2004 to 2007 | Q | 4 | 13 | 5 | 29 | 4 | 8 | 14 | 16 | Q | 243 | 860 | 375 | 1909 | 312 | 605 | 667 | Q | Q | 14.5 | 15 | 12.9 | 15.3 | 12.1 | 13.2 | 20.9 | 12.8
2008 to 2012 | 3 | 10 | 11 | 6 | Q | Q | 10 | 3 | Q | 213 | 685 | 666 | 310 | 1711 | Q | 757 | 327 | 782 | Q | 13.9 | 16.7 | 17.9 | 17.2 | Q | 13.7 | 10.6 | 18.1
Climate region1
Very cold/Cold | 51 | 91 | 158 | 53 | N | N | N | 41 | 26 | 4192 | 6091 | 11506 | 4369 | N | N | N | 3318 | 1811 | 12.1 | 15 | 13.7 | 12.1 | N | N | N | 12.2 | 14.6
Mixed-humid | N | 79 | Q | 22 | 203 | 51 | 44 | N | N | N | 5008 | Q | 1647 | 13073 | 3761 | 2895 | N | N | N | 15.7 | Q | 13.5 | 15.6 | 13.6 | 15 | N | N
Mixed-dry/Hot-dry | N | N | N | N | N | N | Q | 27 | 113 | N | N | N | N | N | N | Q | 1494 | 8753 | N | N | N | N | N | N | 8.9 | 17.7 | 12.9
Hot-humid | N | N | N | N | 83 | Q | 116 | N | Q | N | N | N | N | 4534 | Q | 6204 | N | Q | N | N | N | N | 18.3 | 18.4 | 18.7 | N | Q
Marine | N | N | N | N | N | N | N | N | 35 | N | N | N | N | N | N | N | N | 2416 | N | N | N | N | N | N | N | N | 14.6
Number of floors
One | 12 | 45 | 72 | 27 | 133 | 40 | 96 | 30 | 89 | 1011 | 2682 | 4898 | 2555 | 8880 | 2588 | 6025 | 2415 | 6999 | 12.1 | 16.9 | 14.7 | 10.6 | 15 | 15.5 | 15.9 | 12.5 | 12.7
Two | 13 | 39 | 38 | 19 | 59 | 12 | 28 | 16 | 35 | 1270 | 2797 | 3135 | 1654 | 3762 | 1066 | 1975 | 1153 | 3116 | 9.9 | 14.1 | 12 | 11.3 | 15.7 | 11.6 | 14.3 | 13.6 | 11.3
Three | 10 | 20 | 19 | 12 | 19 | 5 | 10 | 3 | 10 | 953 | 1456 | 1708 | 881 | 992 | 344 | 692 | 265 | 809 | 10.8 | 13.8 | 11.1 | 13.8 | 19.5 | 14.9 | 15 | 11.4 | 12.6
Four to nine | 11 | 38 | 31 | 15 | 56 | 10 | 28 | 8 | 32 | 767 | 2613 | 2036 | 814 | 2913 | 694 | 1396 | 498 | 1687 | 14.6 | 14.7 | 15.3 | 18.4 | 19.4 | 14.6 | 20.3 | 16.8 | 19
Ten or more | Q | 27 | 15 | Q | 18 | Q | 10 | Q | 10 | Q | 1552 | 767 | Q | 1061 | Q | 506 | Q | 568 | Q | 17.1 | 19.2 | Q | 17.3 | Q | 19.8 | 20.4 | 16.7
Elevators and escalators (more than one may apply)
Any elevators | 26 | 103 | 80 | 34 | 119 | 21 | 62 | 29 | 66 | 1857 | 6034 | 5390 | 2097 | 6471 | 1206 | 3266 | 1700 | 3920 | 13.8 | 17.1 | 14.9 | 16.4 | 18.4 | 17.1 | 18.9 | 17 | 16.7
Number of elevators
One | 9 | 25 | 26 | 13 | 28 | 7 | 20 | 6 | 13 | 944 | 1616 | 2252 | 949 | 1948 | 440 | 1277 | 486 | 1207 | 9.5 | 15.2 | 11.6 | 13.8 | 14.6 | 15.7 | 15.4 | 11.8 | 11
Two to five | 11 | 41 | 29 | 14 | 57 | 6 | 25 | 10 | 29 | 713 | 2432 | 1943 | 788 | 2825 | 447 | 1295 | 563 | 1705 | 15.3 | 16.7 | 15 | 17.2 | 20.2 | 14.3 | 19.5 | 17.6 | 17.3
Six or more | 6 | 38 | 25 | 8 | 34 | 7 | 17 | Q | 23 | 200 | 1986 | 1195 | 359 | 1697 | 320 | 694 | 651 | 1007 | 28.7 | 18.9 | 20.9 | 21.7 | 19.8 | 22.8 | 24.4 | 20.3 | 22.6
Any escalators | Q | 14 | 13 | Q | 14 | Q | Q | Q | 7 | Q | 785 | 731 | Q | 646 | Q | Q | Q | 461 | Q | 18.1 | 17.2 | Q | 20.9 | Q | Q | Q | 14.6
Number of workers (main shift)
Fewer than 5 | 6 | 11 | 20 | 10 | 32 | 11 | 19 | 9 | 17 | 907 | 1542 | 2465 | 1461 | 2660 | 1186 | 2240 | 799 | 2271 | 6.3 | 6.9 | 8.2 | 7.1 | 12 | 9.4 | 8.3 | 10.8 | 7.3
5 to 9 | 7 | 7 | 14 | 9 | 24 | 6 | 21 | 7 | 17 | 496 | 786 | 1110 | 800 | 1751 | 491 | 1308 | 565 | 1662 | 13.7 | 8.6 | 12.7 | 10.8 | 13.7 | 11.9 | 16.1 | 12.9 | 10.4
10 to 19 | 5 | 9 | 17 | 8 | 32 | 11 | 19 | 7 | 23 | 439 | 951 | 1232 | 648 | 1935 | 573 | 1307 | 560 | 1978 | 11 | 9.3 | 13.9 | 13 | 16.8 | 19.5 | 14.8 | 13 | 11.4
20 to 49 | 8 | 23 | 31 | 13 | 48 | 11 | 35 | 9 | 40 | 546 | 1358 | 2270 | 1102 | 3001 | 964 | 1646 | 858 | 2771 | 15.3 | 17.3 | 13.8 | 12.1 | 16.1 | 11.6 | 21.1 | 10.9 | 14.3
50 to 99 | 6 | 28 | 33 | 10 | 62 | 14 | 30 | 7 | 24 | 657 | 1728 | 2147 | 614 | 3490 | 764 | 1821 | 597 | 1657 | 9 | 16.5 | 15.2 | 16.2 | 17.9 | 18.1 | 16.4 | 11.8 | 14.5
100 to 249 | 9 | 31 | 25 | 12 | 44 | 9 | 21 | 13 | 22 | 686 | 1843 | 1548 | 766 | 2622 | 447 | 1094 | 689 | 1246 | 13.4 | 16.7 | 16 | 16.1 | 16.9 | 19.5 | 19.2 | 18.2 | 17.5
250 or more | 10 | 61 | 34 | 12 | 43 | 9 | 28 | 15 | 34 | 460 | 2892 | 1771 | 626 | 2150 | 399 | 1178 | 745 | 1595 | 21.2 | 21.1 | 19.4 | 18.9 | 20.2 | 21.8 | 24.2 | 19.9 | 21.2
Weekly operating hours
Fewer than 40 | 1 | 4 | 7 | 4 | 4 | 3 | 5 | 2 | 5 | 310 | 666 | 1171 | 600 | 897 | 618 | 994 | 433 | 860 | 2 | 5.5 | 6.2 | 6 | 4.9 | 5.4 | 5.2 | 5.3 | 5.3
40 to 48 | 6 | 15 | 18 | 8 | 29 | 12 | 30 | 8 | 29 | 812 | 1531 | 1976 | 1051 | 2852 | 1269 | 2615 | 896 | 2734 | 7.6 | 9.7 | 9 | 7.7 | 10.3 | 9.7 | 11.3 | 8.8 | 10.5
49 to 60 | 10 | 32 | 32 | 17 | 60 | 11 | 32 | 13 | 31 | 901 | 2431 | 2736 | 1620 | 5083 | 876 | 2522 | 1161 | 3096 | 11.1 | 13.1 | 11.7 | 10.8 | 11.9 | 12.3 | 12.5 | 11.3 | 10.1
61 to 84 | 12 | 34 | 39 | 14 | 62 | 10 | 27 | 13 | 39 | 984 | 2329 | 2591 | 1037 | 3440 | 476 | 1331 | 807 | 2804 | 11.7 | 14.5 | 14.9 | 13.9 | 17.9 | 20.2 | 20.4 | 15.9 | 14
85 to 167 | 9 | 26 | 31 | 16 | 48 | 11 | 22 | 8 | 29 | 530 | 1351 | 1593 | 818 | 1846 | 503 | 784 | 400 | 1539 | 17.6 | 19.5 | 19.7 | 19.4 | 25.7 | 21 | 28.2 | 19.8 | 18.8
Open continuously | 13 | 59 | 47 | 15 | 83 | 24 | 57 | 23 | 43 | 655 | 2792 | 2476 | 890 | 3490 | 1082 | 2348 | 1115 | 2147 | 19.7 | 21.2 | 19.1 | 17.3 | 23.8 | 22.2 | 24.4 | 20.7 | 20.1
Ownership and occupancy
Nongovernment owned | 40 | 134 | 136 | 55 | 229 | 52 | 140 | 52 | 149 | 3204 | 8466 | 9315 | 4537 | 13754 | 3430 | 8213 | 3472 | 11229 | 12.5 | 15.8 | 14.6 | 12.2 | 16.6 | 15.3 | 17.1 | 15 | 13.2
Owner occupied | 15 | 57 | 63 | 32 | 95 | 32 | 77 | 23 | 61 | 1452 | 3933 | 4624 | 2634 | 5694 | 1975 | 4344 | 1539 | 4125 | 10.5 | 14.6 | 13.5 | 12.2 | 16.7 | 16.4 | 17.8 | 14.9 | 14.7
Leased to tenant(s) | 16 | 59 | 53 | 16 | 99 | 16 | 49 | 20 | 69 | 1111 | 3305 | 3303 | 1357 | 5897 | 1111 | 2922 | 1385 | 5418 | 14.7 | 17.9 | 16 | 12.1 | 16.8 | 14.3 | 16.7 | 14.2 | 12.8
Owner occupied and leased | 9 | 17 | 20 | 7 | 34 | 4 | 14 | 9 | 18 | 604 | 1182 | 1246 | 497 | 2071 | 330 | 840 | 504 | 1546 | 14.3 | 14.6 | 16.3 | 13.9 | 16.5 | 12.2 | 16.4 | 18.3 | 11.7
Unoccupied | Q | Q | Q | Q | Q | Q | Q | Q | Q | Q | Q | Q | Q | Q | Q | Q | Q | Q | Q | Q | Q | Q | Q | Q | Q | Q | Q
Government owned | 10 | 36 | 38 | 19 | 58 | 18 | 33 | 15 | 27 | 988 | 2634 | 3228 | 1479 | 3853 | 1394 | 2382 | 1340 | 1951 | 10.5 | 13.7 | 11.9 | 13.2 | 15 | 13.1 | 13.8 | 11.2 | 13.9
Federal | Q | Q | Q | Q | 10 | Q | Q | Q | Q | Q | Q | Q | Q | 666 | Q | Q | Q | Q | Q | Q | Q | Q | 15.4 | Q | Q | Q | Q
State | Q | Q | 10 | Q | 12 | 9 | 8 | 5 | 9 | Q | 948 | 780 | 362 | 715 | Q | 660 | 502 | 620 | Q | 18.7 | 13.4 | 16.2 | 16.4 | Q | 12.6 | 10.9 | 14.6
Local | 7 | 16 | 24 | 13 | 36 | 8 | 23 | 8 | 17 | 752 | 1461 | 2243 | 1048 | 2472 | 569 | 1642 | 758 | 1207 | 9.3 | 11.1 | 10.8 | 12.2 | 14.5 | 14.2 | 13.8 | 11.1 | 13.8
Party responsible for operation and maintenance of energy systems
Building owner | 40 | 140 | 152 | 67 | 227 | 59 | 148 | 57 | 138 | 3515 | 9551 | 11077 | 5389 | 14210 | 4116 | 9355 | 4108 | 10342 | 11.5 | 14.7 | 13.7 | 12.4 | 16 | 14.4 | 15.9 | 13.8 | 13.4
Business owner or tenant | 7 | 27 | 20 | 6 | 49 | 9 | 20 | 10 | 34 | 528 | 1286 | 1205 | 507 | 2823 | 546 | 1015 | 625 | 2598 | 13.9 | 20.8 | 16.2 | 12.3 | 17.3 | 16.8 | 20 | 15.6 | 13.1
Property management | Q | Q | Q | Q | 6 | Q | Q | Q | Q | Q | Q | Q | Q | 377 | Q | Q | Q | Q | Q | Q | Q | Q | 16.8 | Q | Q | Q | Q
Other | Q | Q | Q | Q | Q | Q | Q | Q | Q | Q | Q | Q | Q | Q | Q | Q | Q | Q | Q | Q | Q | Q | Q | Q | Q | Q | Q
Provider of direct input on energy- related equipment purchases
Building owner | 42 | 141 | 153 | 69 | 236 | 62 | 152 | 60 | 148 | 3605 | 9719 | 11268 | 5532 | 14810 | 4255 | 9583 | 4321 | 11055 | 11.6 | 14.5 | 13.6 | 12.4 | 15.9 | 14.5 | 15.9 | 13.8 | 13.3
Business owner or tenant | 6 | 23 | 15 | 5 | 38 | 6 | 18 | 7 | 26 | 429 | 965 | 917 | 357 | 2076 | 384 | 773 | 394 | 1867 | 13.1 | 23.5 | 16.7 | 13.9 | 18.5 | 14.5 | 22.7 | 16.7 | 13.7
Property management | Q | Q | Q | Q | 3 | Q | Q | Q | Q | Q | Q | Q | Q | 215 | Q | Q | Q | Q | Q | Q | Q | Q | 11.8 | Q | Q | Q | Q
Other | Q | Q | Q | Q | 10 | Q | Q | Q | Q | Q | Q | Q | Q | 507 | Q | Q | Q | Q | Q | Q | Q | Q | 19.8 | Q | Q | Q | Q
Number of establishments
One | 29 | 102 | 104 | 52 | 169 | 50 | 120 | 41 | 110 | 2676 | 6767 | 8124 | 4237 | 10769 | 3293 | 7489 | 2972 | 8157 | 10.7 | 15.1 | 12.8 | 12.4 | 15.7 | 15.2 | 16.1 | 13.8 | 13.5
2 to 5 | 13 | 34 | 47 | 15 | 54 | 14 | 28 | 15 | 30 | 916 | 2389 | 2890 | 1317 | 3711 | 1014 | 1777 | 1096 | 2646 | 13.7 | 14.2 | 16.1 | 11.5 | 14.6 | 13.3 | 15.5 | 13.6 | 11.4
6 to 10 | Q | 8 | 9 | Q | 19 | Q | 10 | Q | 13 | Q | 611 | 583 | Q | 1007 | Q | 463 | Q | 879 | Q | 13.9 | 16 | Q | 18.5 | Q | 21.9 | Q | 14.3
11 to 20 | Q | 11 | 7 | Q | 21 | Q | 8 | Q | 9 | Q | 572 | 369 | Q | 1025 | Q | 397 | Q | 574 | Q | 18.6 | 18.9 | Q | 20.9 | Q | 20.5 | Q | 16.3
More than 20 | Q | 14 | 8 | Q | 23 | Q | 6 | Q | 13 | Q | 701 | 435 | Q | 992 | Q | 316 | Q | 761 | Q | 20.3 | 17.4 | Q | 23.6 | Q | 20.4 | Q | 17.6
Currently unoccupied | Q | Q | Q | Q | Q | Q | Q | Q | Q | Q | Q | Q | Q | Q | Q | Q | Q | Q | Q | Q | Q | Q | Q | Q | Q | Q | Q
Predominant exterior wall material
Brick, stone, or stucco | 24 | 80 | 88 | 35 | 148 | 40 | 87 | 31 | 62 | 1954 | 5608 | 6209 | 2716 | 8399 | 2639 | 5178 | 2288 | 4617 | 12.3 | 14.3 | 14.2 | 12.7 | 17.7 | 15.1 | 16.9 | 13.7 | 13.5
Concrete (block or poured) | 9 | 47 | 42 | 13 | 83 | 17 | 40 | 18 | 53 | 615 | 2959 | 2899 | 1037 | 4713 | 1002 | 2259 | 1164 | 3755 | 14.9 | 16 | 14.4 | 12.2 | 17.5 | 17 | 17.9 | 15.8 | 14.2
Concrete panels | Q | 13 | 18 | 11 | 23 | 4 | 13 | Q | 28 | Q | 632 | 1146 | 521 | 1799 | Q | 844 | Q | 2391 | Q | 20.3 | 15.6 | 21 | 12.8 | Q | 15.1 | 14.5 | 11.5
Siding or shingles | 11 | 6 | 11 | 7 | 8 | 3 | 6 | 2 | 17 | 889 | 645 | 846 | 504 | 639 | 270 | 456 | 196 | 1120 | 12 | 9.8 | 12.9 | 14.7 | 12.7 | 12.1 | 13.3 | 10 | 14.9
Metal panels | 2 | 8 | 7 | 9 | 16 | 6 | 21 | 5 | 6 | 309 | 645 | 911 | 1150 | 1630 | 526 | 1665 | 469 | 750 | Q | 12.5 | 7.5 | 7.5 | 9.7 | 10.9 | 12.8 | 10.7 | 7.6
Window glass | Q | 12 | Q | N | Q | Q | Q | Q | 6 | Q | 419 | Q | N | Q | Q | Q | Q | 272 | Q | 27.7 | Q | N | Q | Q | Q | Q | 21.2
Other | Q | Q | Q | Q | Q | Q | Q | Q | Q | Q | Q | Q | Q | Q | Q | Q | Q | Q | Q | Q | Q | Q | Q | Q | Q | Q | Q
No one major type | Q | Q | Q | Q | Q | Q | Q | Q | Q | Q | Q | Q | Q | Q | Q | Q | Q | Q | Q | Q | Q | Q | Q | Q | Q | Q | Q
Predominant roof material
Metal surfacing | 3 | 13 | 16 | 13 | 44 | 15 | 37 | 11 | 19 | 510 | 1030 | 1586 | 1542 | 3650 | 1344 | 2810 | 822 | 1729 | 6.6 | 12.2 | 9.9 | 8.3 | 12 | 11.1 | 13 | 12.8 | 10.8
Synthetic or rubber | 24 | 66 | 81 | 28 | 84 | 24 | 40 | 28 | 47 | 1755 | 4105 | 5293 | 2120 | 4367 | 1352 | 1946 | 1839 | 2837 | 13.4 | 16.1 | 15.3 | 13.4 | 19.3 | 17.4 | 20.6 | 15.3 | 16.4
Built-up | 9 | 55 | 38 | 18 | 77 | 15 | 56 | 15 | 54 | 655 | 3056 | 2840 | 1083 | 4659 | 865 | 3051 | 1161 | 3935 | 13.5 | 18 | 13.5 | 16.4 | 16.6 | 17.4 | 18.2 | 13 | 13.7
Slate or tile shingles | Q | 6 | 3 | Q | 16 | Q | 12 | 3 | 15 | Q | 591 | 288 | Q | 1046 | Q | Q | 167 | 1015 | Q | 9.9 | 11.2 | Q | 15.2 | Q | 16.4 | 18.3 | 14.8
Wooden materials (including shingles) | Q | Q | Q | Q | 5 | Q | Q | Q | 4 | Q | Q | Q | Q | 268 | Q | Q | Q | 428 | Q | Q | Q | Q | 17.4 | Q | Q | Q | 9.4
Asphalt, fiberglass, or other shingles | 12 | 22 | 30 | 14 | 47 | 12 | 23 | 8 | 29 | 850 | 1780 | 2173 | 1049 | 2941 | 986 | 1652 | 677 | 2572 | 13.5 | 12.5 | 13.8 | 13.1 | 15.9 | 12.5 | 14 | 11.4 | 11.4
Concrete | Q | 5 | Q | Q | 11 | Q | Q | Q | 5 | Q | 288 | Q | Q | 490 | Q | Q | Q | 332 | Q | 18.2 | Q | Q | 23 | Q | Q | Q | 15.4
Other | Q | Q | Q | Q | Q | Q | Q | Q | Q | Q | Q | Q | Q | Q | Q | Q | Q | Q | Q | Q | Q | Q | Q | Q | Q | Q | Q
No one major type | Q | Q | Q | Q | Q | Q | Q | Q | Q | Q | Q | Q | Q | Q | Q | Q | Q | Q | Q | Q | Q | Q | Q | Q | Q | Q | Q
Roof characteristics
Roof tilt
Flat | 31 | 133 | 114 | 45 | 179 | 34 | 107 | 39 | 118 | 2128 | 7867 | 7403 | 3047 | 9914 | 2015 | 5677 | 2669 | 8025 | 14.5 | 16.9 | 15.4 | 14.7 | 18 | 16.9 | 18.9 | 14.6 | 14.7
Shallow pitch | 9 | 20 | 38 | 20 | 72 | 28 | 47 | 22 | 42 | 966 | 1456 | 3061 | 1819 | 5205 | 1773 | 3629 | 1526 | 3584 | 9 | 13.9 | 12.3 | 11.3 | 13.9 | 15.6 | 13 | 14.2 | 11.8
Steeper pitch | 11 | 17 | 23 | 10 | 36 | 9 | 18 | 6 | 16 | 1099 | 1776 | 2080 | 1150 | 2488 | 1036 | 1288 | 616 | 1571 | 10 | 9.3 | 11 | 8.3 | 14.3 | 8.6 | 14.3 | 10.3 | 10.2
Cool roof | 9 | 46 | 42 | 18 | 68 | 19 | 44 | 19 | 60 | 742 | 2636 | 2545 | 1121 | 3858 | 1331 | 2254 | 1426 | 3465 | 11.9 | 17.5 | 16.5 | 16.2 | 17.6 | 14.3 | 19.5 | 13.5 | 17.2
Renovations in buildings constructed before 2008 (more than one may apply)
Any type of renovation | 33 | 109 | 99 | 43 | 118 | 43 | 96 | 33 | 74 | 2625 | 6635 | 6625 | 3431 | 7183 | 2728 | 5234 | 2245 | 5206 | 12.4 | 16.4 | 14.9 | 12.6 | 16.4 | 15.9 | 18.4 | 14.5 | 14.3
Addition or annex | 10 | 28 | 40 | 22 | 39 | 12 | 26 | 15 | 13 | 815 | 1759 | 2501 | 1580 | 2328 | 778 | 1451 | 855 | 902 | 12 | 15.9 | 15.9 | 13.6 | 16.7 | 15.9 | 18.3 | 17 | 14.8
Reduction in floorspace | Q | Q | Q | Q | 9 | Q | Q | Q | Q | Q | Q | Q | Q | 344 | Q | Q | Q | Q | Q | 24.8 | Q | Q | 26.1 | Q | Q | Q | Q
Roof replacement | 18 | 65 | 51 | 29 | 50 | 29 | 47 | 13 | 28 | 1388 | 4069 | 3256 | 2118 | 2842 | 1638 | 2358 | 1063 | 2034 | 12.7 | 15.9 | 15.7 | 13.6 | 17.5 | 17.5 | 19.9 | 12.5 | 13.9
Exterior wall replacement | 4 | 7 | 10 | 8 | 17 | 5 | 9 | Q | 9 | 264 | 646 | 603 | 468 | 767 | 299 | 369 | Q | 647 | 15 | 10.5 | 16.1 | 16.3 | 21.7 | 16.3 | 23.7 | Q | 14.6
Interior wall reconfiguration | 17 | 63 | 55 | 23 | 64 | 22 | 47 | 23 | 42 | 1431 | 3589 | 3557 | 1625 | 3316 | 1214 | 2264 | 1418 | 2836 | 11.9 | 17.5 | 15.5 | 14.2 | 19.2 | 18.5 | 20.7 | 16.3 | 14.9
Window replacement | 13 | 29 | 24 | 12 | 37 | 10 | 24 | Q | 15 | 1095 | 2308 | 2026 | 1013 | 2079 | 583 | 1098 | 770 | 1278 | 11.6 | 12.4 | 11.9 | 12.3 | 17.8 | 17.3 | 21.6 | 15.3 | 12.1
HVAC equipment upgrade | 22 | 85 | 66 | 28 | 78 | 25 | 61 | 24 | 45 | 1570 | 4908 | 4572 | 1967 | 4547 | 1431 | 3256 | 1561 | 2837 | 13.8 | 17.3 | 14.4 | 14 | 17.2 | 17.5 | 18.7 | 15.4 | 15.7
Lighting upgrade | 23 | 69 | 60 | 29 | 70 | 25 | 64 | 23 | 47 | 1666 | 4343 | 4113 | 1989 | 4135 | 1440 | 3174 | 1496 | 3058 | 13.7 | 15.8 | 14.7 | 14.5 | 17 | 17.2 | 20.2 | 15.3 | 15.4
Electrical upgrade | 15 | 47 | 37 | 20 | 49 | 16 | 35 | 16 | 28 | 1172 | 2796 | 2623 | 1378 | 2555 | 979 | 1877 | 986 | 1721 | 12.9 | 16.7 | 14.2 | 14.9 | 19.3 | 16.8 | 18.9 | 16.4 | 16.1
Plumbing system upgrade | 12 | 40 | 33 | 17 | 42 | 11 | 27 | 14 | 25 | 1023 | 2355 | 2292 | 1153 | 2355 | 821 | 1433 | 782 | 1593 | 12 | 17.2 | 14.5 | 15 | 17.8 | 13.8 | 18.6 | 17.7 | 15.8
Insulation upgrade | 8 | 18 | 17 | 14 | 24 | 5 | 16 | Q | 13 | 581 | 1168 | 1266 | 929 | 1150 | 409 | 746 | Q | 821 | 13.6 | 15.5 | 13.7 | 15.2 | 21.2 | 11.9 | 21.9 | 19.5 | 16.2
Fire, safety, or security upgrade | 17 | 54 | 43 | 20 | 53 | 14 | 39 | 13 | 31 | 1368 | 3234 | 2611 | 1201 | 2773 | 899 | 2178 | 912 | 1987 | 12.2 | 16.7 | 16.3 | 16.7 | 19 | 15.8 | 17.7 | 13.9 | 15.4
Structural upgrade | 5 | 4 | 9 | 5 | 16 | Q | Q | Q | 11 | 300 | 432 | 626 | 258 | 695 | Q | Q | Q | 717 | 16 | 9.5 | 14.2 | 20.8 | 23.5 | Q | Q | 19.3 | 15.7
Other | Q | Q | Q | Q | Q | Q | Q | Q | Q | Q | Q | Q | Q | Q | Q | Q | Q | Q | Q | Q | Q | Q | Q | Q | Q | Q | Q
No renovations | 15 | 51 | 64 | 26 | 139 | 25 | 66 | 31 | 87 | 1355 | 3779 | 5252 | 2275 | 8714 | 1895 | 4603 | 2239 | 7192 | 11.3 | 13.5 | 12.2 | 11.5 | 16 | 12.9 | 14.4 | 13.8 | 12.2
Buildings constructed 2008 or later | 3 | 10 | 11 | 6 | Q | Q | 10 | 3 | Q | 213 | 685 | 666 | 310 | 1711 | Q | 757 | 327 | 782 | Q | 13.9 | 16.7 | 17.9 | 17.2 | Q | 13.7 | 10.6 | 18.1
Energy sources (more than one may apply)
Electricity | 51 | 170 | 174 | 75 | 287 | 71 | 173 | 67 | 176 | 4192 | 11099 | 12544 | 6016 | 17608 | 4824 | 10594 | 4812 | 13180 | 12.1 | 15.3 | 13.9 | 12.5 | 16.3 | 14.6 | 16.3 | 13.9 | 13.3
Natural gas | 30 | 142 | 151 | 54 | 176 | 51 | 108 | 54 | 138 | 2241 | 8827 | 10790 | 4236 | 9984 | 3436 | 6480 | 3766 | 8966 | 13.5 | 16.1 | 14 | 12.7 | 17.6 | 14.9 | 16.7 | 14.2 | 15.4
Fuel oil | 25 | 71 | 51 | 22 | 92 | 16 | 45 | 19 | 41 | 1866 | 4213 | 2619 | 1316 | 4419 | 797 | 1835 | 1092 | 2043 | 13.3 | 16.7 | 19.6 | 16.8 | 20.7 | 19.8 | 24.8 | 17.4 | 20.2
District heat | 6 | 31 | 8 | 6 | 18 | 5 | 12 | Q | 7 | Q | 1628 | 574 | 332 | 1159 | Q | 646 | 482 | 404 | 17.3 | 19 | 14.5 | 19.5 | 15.8 | Q | 19.1 | 19.2 | 17.3
District chilled water | Q | Q | 7 | Q | 19 | 6 | 14 | Q | 6 | Q | 656 | 420 | Q | 1202 | Q | 773 | Q | 329 | Q | 29 | 17.8 | Q | 15.8 | Q | 18.5 | 20.3 | 17
Propane | 11 | 13 | 13 | 13 | 20 | 6 | 16 | Q | 11 | 857 | 885 | 829 | 1064 | 1476 | 470 | 621 | 503 | 982 | 12.7 | 14.4 | 15.6 | 12.2 | 13.8 | 12.3 | 25.5 | 15.3 | 11.4
Other | 4 | 8 | 5 | 2 | 9 | Q | Q | 6 | 8 | 392 | 686 | 532 | 251 | 554 | Q | Q | 403 | 631 | 9.6 | 11.4 | 10.1 | 9.5 | 15.9 | Q | Q | 14.7 | 13.2
Space-heating energy sources
Electricity | 28 | 87 | 90 | 40 | 214 | 48 | 121 | 39 | 108 | 1848 | 5428 | 5687 | 2951 | 12514 | 3170 | 6874 | 2791 | 7768 | 15.2 | 15.9 | 15.7 | 13.7 | 17.1 | 15 | 17.7 | 13.8 | 13.9
Electricity main | 8 | 32 | 31 | 18 | 152 | 31 | 86 | 18 | 63 | 468 | 1720 | 1702 | 1281 | 8533 | 1982 | 4604 | 1122 | 4794 | 17.1 | 18.9 | 17.9 | 14.3 | 17.8 | 15.6 | 18.8 | 15.9 | 13.1
Electricity secondary | 20 | 54 | 59 | 22 | 62 | 17 | 35 | 21 | 45 | 1380 | 3708 | 3985 | 1670 | 3982 | 1188 | 2270 | 1668 | 2974 | 14.5 | 14.6 | 14.8 | 13.1 | 15.7 | 14.2 | 15.4 | 12.4 | 15
Other excluding electricity | 22 | 81 | 84 | 34 | 47 | 22 | 47 | 28 | 59 | 2237 | 5531 | 6553 | 2849 | 3369 | 1523 | 3050 | 1913 | 3999 | 9.8 | 14.7 | 12.8 | 11.9 | 14 | 14.3 | 15.4 | 14.6 | 14.7
Buildings without heating | Q | Q | Q | 1 | 25 | Q | 4 | Q | 9 | Q | Q | Q | 217 | 1724 | Q | 671 | Q | 1413 | Q | Q | Q | 3.3 | 14.6 | Q | 6.6 | Q | 6.6
Primary space-heating energy source
Electricity | 8 | 32 | 31 | 18 | 152 | 31 | 86 | 18 | 63 | 468 | 1720 | 1702 | 1281 | 8533 | 1982 | 4604 | 1122 | 4794 | 17.1 | 18.9 | 17.9 | 14.3 | 17.8 | 15.6 | 18.8 | 15.9 | 13.1
Natural gas | 23 | 96 | 130 | 42 | 87 | 32 | 67 | 38 | 95 | 1811 | 6555 | 9587 | 3497 | 5694 | 2067 | 4551 | 2893 | 6333 | 12.8 | 14.7 | 13.6 | 12.1 | 15.4 | 15.3 | 14.7 | 13 | 15
Fuel oil | 10 | 7 | Q | Q | 2 | Q | Q | Q | Q | 1099 | 889 | Q | Q | 245 | Q | Q | Q | Q | 8.9 | 7.9 | Q | Q | 9.6 | Q | Q | Q | Q
District heat | 6 | 30 | 8 | 6 | 18 | 5 | 12 | Q | 7 | Q | 1601 | 532 | 332 | 1089 | Q | 637 | 482 | 385 | 17.3 | 19 | 14.4 | 19.5 | 16.1 | Q | 19.2 | 19.2 | 17.4
Propane | 2 | Q | Q | 6 | 2 | Q | Q | Q | Q | 204 | Q | Q | 517 | 307 | 193 | Q | Q | Q | 8.9 | Q | Q | 11.3 | 7 | Q | Q | Q | Q
Other | Q | Q | Q | Q | Q | Q | Q | Q | Q | Q | Q | Q | Q | Q | Q | Q | Q | Q | Q | Q | Q | Q | Q | Q | Q | Q | Q
Cooling energy sources
Electricity | 45 | 152 | 168 | 71 | 274 | 66 | 159 | 59 | 165 | 3317 | 9986 | 11474 | 5352 | 16368 | 4307 | 9275 | 4205 | 11749 | 13.5 | 15.2 | 14.7 | 13.2 | 16.7 | 15.3 | 17.2 | 14.1 | 14
Other excluding electricity | Q | Q | Q | Q | 10 | Q | 11 | Q | 3 | Q | Q | Q | Q | 726 | Q | 655 | Q | 228 | Q | 29.6 | Q | Q | 14.4 | Q | 17.1 | Q | 14.5
Buildings without cooling | 3 | 3 | 4 | 2 | 3 | Q | 3 | 2 | 8 | Q | 632 | 869 | 548 | 514 | Q | 663 | 323 | 1202 | 4.3 | 5.5 | 4.1 | 3.8 | 5 | Q | 3.9 | 4.9 | 6.5
Water-heating energy sources
Electricity | 24 | 73 | 74 | 36 | 182 | 41 | 98 | 29 | 92 | 1939 | 4622 | 4914 | 3020 | 11163 | 2900 | 5386 | 2000 | 6810 | 12.3 | 15.7 | 15.2 | 12.1 | 16.3 | 14 | 18.1 | 14.3 | 13.5
Other excluding electricity | 26 | 95 | 98 | 36 | 94 | 28 | 69 | 36 | 78 | 1976 | 6096 | 7168 | 2490 | 4981 | 1698 | 4133 | 2440 | 5279 | 13.1 | 15.6 | 13.7 | 14.4 | 18.9 | 16.6 | 16.8 | 14.8 | 14.7
Buildings without water heating | 1 | Q | 2 | 3 | 10 | 2 | 6 | 2 | 6 | 277 | 382 | 462 | 506 | 1463 | 226 | 1075 | 372 | 1091 | 2.5 | 4.5 | 4.1 | 5 | 7 | 8.1 | 5.6 | 6.3 | 5.6
Cooking energy sources
Electricity | 17 | 63 | 66 | 33 | 102 | 28 | 59 | 26 | 61 | 1143 | 3534 | 4211 | 1949 | 5446 | 1544 | 2822 | 1522 | 2981 | 15 | 17.7 | 15.7 | 16.8 | 18.7 | 18 | 21.1 | 16.8 | 20.4
Other excluding electricity | 12 | 47 | 29 | 10 | 59 | 12 | 26 | 17 | 35 | 910 | 2591 | 1965 | 602 | 2479 | 711 | 1379 | 898 | 1861 | 13.3 | 18.2 | 14.5 | 16.1 | 23.6 | 17.5 | 18.8 | 19.4 | 18.9
Buildings without cooking | 21 | 60 | 80 | 33 | 126 | 30 | 88 | 24 | 80 | 2139 | 4975 | 6368 | 3465 | 9683 | 2569 | 6393 | 2392 | 8338 | 10 | 12.1 | 12.5 | 9.4 | 13.1 | 11.8 | 13.7 | 10 | 9.6
Energy end uses (more than one may apply)
Buildings with space heating | 50 | 168 | 173 | 74 | 261 | 70 | 169 | 67 | 167 | 4085 | 10959 | 12240 | 5800 | 15883 | 4692 | 9923 | 4704 | 11767 | 12.2 | 15.3 | 14.2 | 12.8 | 16.5 | 14.8 | 17 | 14.1 | 14.2
Buildings with cooling | 47 | 166 | 171 | 73 | 284 | 70 | 170 | 65 | 168 | 3482 | 10467 | 11675 | 5469 | 17094 | 4710 | 9931 | 4489 | 11978 | 13.6 | 15.9 | 14.6 | 13.3 | 16.6 | 14.8 | 17.2 | 14.6 | 14
Buildings with water heating | 50 | 168 | 173 | 72 | 276 | 69 | 167 | 65 | 170 | 3915 | 10718 | 12082 | 5510 | 16144 | 4598 | 9519 | 4440 | 12089 | 12.7 | 15.7 | 14.3 | 13.1 | 17.1 | 15 | 17.5 | 14.6 | 14
Buildings with cooking | 29 | 110 | 95 | 42 | 160 | 40 | 85 | 43 | 96 | 2053 | 6124 | 6175 | 2551 | 7925 | 2255 | 4201 | 2420 | 4842 | 14.2 | 17.9 | 15.3 | 16.6 | 20.2 | 17.8 | 20.3 | 17.8 | 19.8
Buildings with manufacturing | 6 | 9 | 8 | 3 | 7 | Q | 19 | Q | 10 | 391 | 669 | 807 | 365 | 821 | Q | 705 | Q | 999 | 14.3 | 14 | 10.4 | 7.8 | 8.2 | Q | 27.4 | Q | 9.5
Buildings with electricity generation | 24 | 88 | 63 | 25 | 125 | 22 | 56 | 29 | 59 | 1456 | 4767 | 3912 | 1445 | 5901 | 1075 | 2401 | 1635 | 3049 | 16.3 | 18.5 | 16.2 | 17.2 | 21.1 | 20.4 | 23.2 | 17.7 | 19.3
Percent of floorspace heated
Not heated | Q | Q | Q | 1 | 25 | Q | 4 | Q | 9 | Q | Q | Q | 217 | 1724 | Q | 671 | Q | 1413 | Q | Q | Q | 3.3 | 14.6 | Q | 6.6 | Q | 6.6
1 to 50 | 2 | 7 | 7 | Q | 26 | 4 | 13 | 7 | 28 | Q | 757 | 734 | 560 | 2193 | 469 | 1317 | 592 | 3117 | Q | 9.6 | 9.9 | 7.3 | 11.9 | 8.3 | 9.6 | 11 | 9.1
51 to 99 | 13 | 30 | 22 | 8 | 53 | 17 | 40 | 11 | 40 | 805 | 2064 | 1545 | 694 | 3098 | 1236 | 1883 | 658 | 2662 | 15.7 | 14.5 | 14.3 | 11.7 | 17.1 | 13.6 | 21.3 | 16 | 15.2
100 | 35 | 130 | 144 | 62 | 182 | 49 | 116 | 49 | 98 | 2906 | 8138 | 9961 | 4545 | 10592 | 2987 | 6724 | 3453 | 5988 | 12.2 | 16 | 14.5 | 13.6 | 17.2 | 16.3 | 17.2 | 14.3 | 16.3
Percent of floorspace cooled
Not cooled | 3 | 3 | 4 | 2 | 3 | Q | 3 | 2 | 8 | Q | 632 | 869 | 548 | 514 | Q | 663 | 323 | 1202 | 4.3 | 5.5 | 4.1 | 3.8 | 5 | Q | 3.9 | 4.9 | 6.5
1 to 50 | 7 | 19 | 33 | 11 | 27 | 6 | 14 | 7 | 28 | 1019 | 2539 | 3289 | 1451 | 3237 | 969 | 1982 | 828 | 3576 | 7.4 | 7.3 | 10.1 | 7.9 | 8.3 | 6.7 | 7.1 | 8.2 | 7.8
51 to 99 | 21 | 69 | 53 | 19 | 85 | 23 | 44 | 17 | 51 | 1323 | 3758 | 3408 | 1289 | 4695 | 1642 | 2126 | 1054 | 3434 | 15.6 | 18.3 | 15.6 | 14.4 | 18.2 | 13.9 | 20.7 | 16 | 14.9
100 | 19 | 79 | 85 | 43 | 172 | 41 | 112 | 42 | 89 | 1141 | 4170 | 4977 | 2728 | 9162 | 2098 | 5823 | 2608 | 4968 | 17 | 18.9 | 17 | 15.7 | 18.8 | 19.3 | 19.3 | 16 | 17.9
Percent lit when open
Zero | N | Q | Q | Q | Q | Q | Q | Q | Q | N | Q | Q | Q | Q | Q | Q | Q | Q | N | Q | Q | Q | Q | Q | Q | Q | Q
1 to 50 | 4 | 9 | 19 | 11 | 27 | 7 | 16 | 5 | 16 | 677 | 1420 | 1840 | 1030 | 2375 | 817 | 1562 | 541 | 2366 | 6.5 | 6.5 | 10.6 | 10.4 | 11.5 | 8.3 | 10.1 | 8.4 | 6.6
51 to 99 | 27 | 64 | 81 | 33 | 123 | 25 | 69 | 26 | 78 | 2099 | 4189 | 5616 | 2315 | 7284 | 1665 | 4339 | 1847 | 5460 | 12.8 | 15.2 | 14.5 | 14.2 | 16.9 | 15.1 | 15.9 | 14.2 | 14.3
100 | 19 | 97 | 73 | 30 | 136 | 39 | 88 | 36 | 82 | 1286 | 5384 | 4794 | 2472 | 7734 | 2233 | 4438 | 2279 | 5107 | 14.8 | 18 | 15.3 | 12.3 | 17.6 | 17.3 | 19.8 | 15.8 | 16
Building never open/electricity not used | Q | Q | Q | Q | (*) | Q | Q | Q | Q | Q | Q | Q | Q | 154 | Q | Q | Q | 213 | Q | Q | Q | Q | 2.1 | Q | Q | Q | 3.4
Percent lit during off hours
Zero | 10 | 26 | 29 | 17 | 48 | 12 | 30 | 14 | 46 | 1396 | 2481 | 3411 | 2183 | 4457 | 1460 | 3202 | 1502 | 4654 | 7.3 | 10.6 | 8.5 | 7.9 | 10.7 | 8.1 | 9.3 | 9.3 | 9.8
1 to 50 | 34 | 96 | 120 | 49 | 192 | 43 | 112 | 35 | 103 | 2499 | 6801 | 7930 | 3534 | 11570 | 2771 | 5841 | 2591 | 7217 | 13.4 | 14.1 | 15.2 | 14 | 16.6 | 15.4 | 19.1 | 13.5 | 14.3
51 to 100 | 7 | 38 | 13 | 6 | 35 | 10 | 20 | 14 | 22 | 287 | 1514 | 719 | 234 | 1118 | 381 | 1069 | 572 | 1033 | 22.7 | 25.2 | 18.4 | 24.6 | 30.9 | 26.2 | 18.9 | 24.4 | 21.7
Building always open with no "off hours" | Q | 9 | 12 | Q | 12 | Q | 11 | Q | 5 | Q | 303 | 484 | Q | 462 | Q | 483 | Q | 276 | Q | 30.1 | 24.8 | Q | 26.5 | Q | 23.4 | Q | 18
Electricity not used | N | N | N | N | N | N | N | N | N | N | N | N | N | N | N | N | N | N | N | N | N | N | N | N | N | N | N
Heating equipment (more than one may apply)
Heat pumps | 6 | 15 | 11 | 6 | 77 | 12 | 20 | 7 | 26 | 400 | 998 | 632 | 436 | 4909 | 844 | 1174 | 498 | 1955 | 15.1 | 15.3 | 17.2 | 12.7 | 15.6 | 14.4 | 17.1 | 14.3 | 13.2
Furnaces | 4 | 10 | 21 | 8 | 17 | 8 | 19 | 5 | 13 | 323 | 922 | 1756 | 755 | 1234 | 530 | 1599 | 554 | 983 | 13.8 | 11.1 | 11.9 | 11 | 14.1 | 15.5 | 12 | 9.3 | 12.7
Individual space heaters | 18 | 53 | 47 | 24 | 43 | 15 | 28 | 13 | 31 | 1529 | 3389 | 3668 | 2051 | 3328 | 1295 | 1896 | 1197 | 2397 | 11.8 | 15.7 | 12.7 | 11.8 | 13 | 11.3 | 14.5 | 10.5 | 13
District heat | 6 | 31 | 8 | 6 | 18 | 5 | 12 | Q | 7 | Q | 1628 | 574 | 332 | 1148 | Q | 637 | 482 | 385 | 17.3 | 19 | 14.5 | 19.5 | 15.6 | Q | 19.2 | 19.2 | 17.4
Boilers | 20 | 68 | 72 | 23 | 58 | 18 | 31 | 15 | 45 | 1818 | 4624 | 5083 | 1583 | 3247 | 1077 | 1460 | 1150 | 2395 | 10.9 | 14.6 | 14.3 | 14.8 | 17.8 | 16.9 | 21.2 | 13 | 18.6
Packaged heating units | 25 | 85 | 111 | 45 | 178 | 48 | 119 | 43 | 117 | 1769 | 5417 | 7347 | 3547 | 10168 | 3136 | 6745 | 2967 | 8092 | 13.9 | 15.8 | 15.1 | 12.8 | 17.5 | 15.2 | 17.7 | 14.5 | 14.5
Other | Q | Q | Q | Q | Q | Q | Q | Q | 5 | Q | Q | Q | Q | Q | Q | Q | Q | 242 | Q | Q | Q | Q | Q | Q | Q | Q | 19.8
Cooling equipment (more than one may apply)
Residential-type central air conditioners | 6 | 17 | 31 | 14 | 39 | 13 | 29 | 8 | 29 | 451 | 1244 | 2854 | 1493 | 2574 | 891 | 2429 | 668 | 2160 | 13.6 | 13.7 | 10.8 | 9.3 | 15 | 14.6 | 12 | 12.4 | 13.6
Heat pumps | 5 | 16 | 11 | 6 | 79 | 11 | 22 | 9 | 29 | 388 | 1103 | 604 | 421 | 4925 | 839 | 1344 | 672 | 2244 | 14.1 | 14.6 | 17.6 | 14.7 | 16 | 13.5 | 16.5 | 13.3 | 13.1
Individual air conditioners | 13 | 33 | 27 | 10 | 34 | 11 | 11 | 7 | 13 | 1035 | 2810 | 1806 | 779 | 2484 | 808 | 971 | 565 | 1162 | 13 | 11.8 | 15.2 | 12.7 | 13.9 | 13.2 | 11.6 | 12 | 11.2
District chilled water | Q | Q | 7 | Q | 19 | 6 | 14 | Q | 6 | Q | 656 | 420 | Q | 1202 | Q | 773 | Q | 329 | Q | 29 | 17.8 | Q | 15.8 | Q | 18.5 | 20.3 | 17
Central chillers | 13 | 51 | 57 | 21 | 82 | 15 | 40 | 13 | 36 | 783 | 2706 | 3484 | 991 | 3884 | 831 | 1746 | 920 | 1697 | 16 | 18.8 | 16.5 | 21.3 | 21 | 18.2 | 23.1 | 14 | 21.4
Packaged air conditioning units | 26 | 106 | 107 | 41 | 162 | 43 | 101 | 38 | 102 | 2062 | 6635 | 6839 | 2977 | 9119 | 2686 | 5379 | 2314 | 7141 | 12.8 | 16 | 15.6 | 13.7 | 17.8 | 15.8 | 18.8 | 16.3 | 14.3
Swamp coolers | Q | Q | Q | N | 5 | N | Q | 8 | 10 | Q | Q | Q | N | 226 | N | Q | 722 | 617 | Q | Q | Q | N | 23.1 | N | Q | 10.7 | 16.3
Other | Q | Q | Q | Q | Q | N | Q | Q | Q | Q | Q | Q | Q | Q | N | Q | Q | Q | Q | Q | Q | Q | Q | N | Q | Q | Q
Main equipment replaced since 1990 (more than one may apply)
Heating | 19 | 50 | 65 | 28 | 84 | 26 | 52 | 16 | 47 | 1646 | 3709 | 4404 | 2482 | 5204 | 1616 | 3228 | 1365 | 3903 | 11.6 | 13.5 | 14.8 | 11.3 | 16.1 | 16.1 | 16 | 11.9 | 12.1
Cooling | 20 | 67 | 66 | 32 | 102 | 30 | 59 | 18 | 52 | 1516 | 4798 | 4620 | 2591 | 6455 | 1755 | 3458 | 1440 | 4070 | 13.5 | 13.9 | 14.2 | 12.3 | 15.8 | 16.9 | 17 | 12.5 | 12.9
Water-heating equipment
Centralized system | 30 | 107 | 110 | 47 | 158 | 44 | 100 | 39 | 93 | 2487 | 6641 | 7606 | 3710 | 8889 | 2745 | 5826 | 2573 | 7058 | 11.9 | 16.1 | 14.5 | 12.8 | 17.7 | 15.9 | 17.2 | 15.1 | 13.2
Distributed system | 7 | 23 | 20 | 7 | 40 | 4 | 24 | 7 | 27 | 586 | 1797 | 1671 | 663 | 3030 | 437 | 1471 | 699 | 2333 | 11.7 | 12.7 | 11.8 | 10.1 | 13.3 | 9.9 | 16.3 | 9.4 | 11.5
Combination of centralized and distributed system | 13 | 38 | 42 | 18 | 79 | 21 | 43 | 19 | 50 | 843 | 2279 | 2804 | 1137 | 4226 | 1416 | 2222 | 1168 | 2698 | 15.8 | 16.9 | 15.2 | 16 | 18.6 | 14.6 | 19.2 | 16.5 | 18.4
Lighting equipment types (more than one may apply)
Incandescent | 24 | 94 | 96 | 41 | 138 | 35 | 75 | 36 | 73 | 2046 | 5520 | 6180 | 2858 | 7828 | 2468 | 4286 | 2253 | 4969 | 11.7 | 17 | 15.5 | 14.4 | 17.7 | 14.2 | 17.5 | 16 | 14.7
Standard fluorescent | 48 | 166 | 171 | 72 | 274 | 69 | 166 | 65 | 167 | 3771 | 10702 | 11880 | 5634 | 16888 | 4573 | 9901 | 4529 | 12203 | 12.8 | 15.5 | 14.4 | 12.8 | 16.2 | 15 | 16.8 | 14.4 | 13.7
Compact fluorescent | 39 | 135 | 126 | 53 | 206 | 46 | 114 | 47 | 123 | 2886 | 7886 | 8336 | 3505 | 10855 | 2923 | 6263 | 3007 | 8156 | 13.7 | 17.1 | 15.1 | 15.2 | 18.9 | 15.6 | 18.2 | 15.7 | 15.1
High-intensity discharge (HID) | 15 | 61 | 64 | 22 | 93 | 20 | 45 | 22 | 40 | 1161 | 3349 | 4102 | 1255 | 5325 | 1182 | 2841 | 1314 | 2868 | 12.9 | 18.2 | 15.7 | 17.7 | 17.5 | 17 | 15.7 | 16.5 | 13.9
Halogen | 22 | 57 | 78 | 23 | 121 | 24 | 61 | 26 | 67 | 1494 | 3774 | 4590 | 1578 | 6161 | 1349 | 3459 | 1663 | 3990 | 14.5 | 15 | 17 | 14.8 | 19.6 | 17.4 | 17.7 | 15.7 | 16.8
LED | 23 | 67 | 66 | 23 | 98 | 21 | 40 | 29 | 48 | 1363 | 3388 | 3759 | 1389 | 4553 | 1232 | 1774 | 1513 | 3099 | 17.1 | 19.7 | 17.6 | 16.3 | 21.6 | 17.4 | 22.4 | 19 | 15.5
Other | Q | Q | Q | Q | Q | Q | Q | Q | Q | Q | Q | Q | Q | Q | Q | Q | Q | Q | Q | Q | Q | Q | Q | Q | Q | Q | Q
Refrigeration equipment (more than one may apply)
Any refrigeration | 46 | 160 | 163 | 70 | 265 | 68 | 159 | 63 | 156 | 3568 | 10044 | 11374 | 5196 | 15268 | 4498 | 8989 | 4179 | 10530 | 13 | 16 | 14.3 | 13.5 | 17.3 | 15.1 | 17.7 | 15.1 | 14.8
Walk-in units | 28 | 96 | 82 | 36 | 146 | 31 | 72 | 38 | 77 | 1424 | 4445 | 4481 | 1850 | 6399 | 1199 | 3179 | 1898 | 3486 | 19.3 | 21.7 | 18.3 | 19.3 | 22.9 | 26.2 | 22.6 | 20 | 22.1
Cases or cabinets | 28 | 93 | 85 | 37 | 125 | 31 | 65 | 35 | 83 | 1524 | 4542 | 4820 | 1983 | 5711 | 1596 | 3079 | 1740 | 3725 | 18.1 | 20.5 | 17.7 | 18.5 | 21.9 | 19.6 | 21.2 | 20.3 | 22.2
Large cold storage areas | Q | 10 | 13 | Q | 27 | Q | 8 | Q | 18 | Q | 430 | 695 | Q | 1049 | Q | 316 | Q | 676 | Q | 23.7 | 18.3 | Q | 25.7 | Q | 26.2 | Q | 25.9
Commercial ice makers | 24 | 91 | 87 | 39 | 163 | 43 | 84 | 40 | 81 | 1240 | 4333 | 4666 | 1932 | 7957 | 2457 | 4102 | 2093 | 3955 | 19.5 | 21.1 | 18.7 | 20.3 | 20.5 | 17.3 | 20.5 | 19.3 | 20.5
Residential-type or compact units | 40 | 129 | 136 | 57 | 213 | 48 | 116 | 46 | 126 | 3081 | 8354 | 9850 | 4407 | 13129 | 3747 | 7312 | 3323 | 9176 | 12.8 | 15.5 | 13.8 | 12.9 | 16.2 | 12.9 | 15.9 | 14 | 13.7
Vending machines | 29 | 116 | 105 | 45 | 169 | 45 | 101 | 40 | 94 | 1902 | 6546 | 6685 | 2988 | 9706 | 2702 | 5219 | 2529 | 5659 | 15.2 | 17.6 | 15.7 | 14.9 | 17.4 | 16.6 | 19.3 | 15.7 | 16.6
No refrigeration | 4 | 9 | 12 | 5 | 22 | 3 | 14 | 4 | 20 | 624 | 1055 | 1170 | 820 | 2340 | 326 | 1605 | 633 | 2650 | 6.8 | 8.9 | 10 | 5.8 | 9.4 | Q | 8.8 | 6.4 | 7.6
Office equipment (more than one may apply)
Desktop computers | 47 | 162 | 166 | 72 | 274 | 65 | 161 | 63 | 166 | 3686 | 10430 | 11561 | 5301 | 16255 | 4236 | 9194 | 4338 | 12062 | 12.8 | 15.6 | 14.4 | 13.5 | 16.8 | 15.4 | 17.5 | 14.6 | 13.8
With flat screen monitors | 47 | 162 | 165 | 71 | 267 | 65 | 161 | 63 | 165 | 3645 | 10310 | 11436 | 5192 | 16079 | 4156 | 9111 | 4261 | 11968 | 12.9 | 15.7 | 14.4 | 13.7 | 16.6 | 15.6 | 17.7 | 14.8 | 13.8
With multiple monitors | 18 | 75 | 70 | 34 | 124 | 23 | 67 | 32 | 80 | 1158 | 4132 | 4244 | 2164 | 6888 | 1498 | 3708 | 1992 | 5163 | 15.9 | 18.2 | 16.4 | 15.8 | 18 | 15.4 | 18.1 | 15.9 | 15.4
Laptop computers | 42 | 137 | 137 | 60 | 230 | 51 | 130 | 51 | 129 | 3093 | 8681 | 9507 | 4389 | 13950 | 3421 | 7550 | 3614 | 9282 | 13.5 | 15.8 | 14.4 | 13.6 | 16.5 | 14.9 | 17.3 | 14.2 | 13.9
Dedicated servers | 34 | 128 | 123 | 50 | 201 | 45 | 112 | 51 | 125 | 2511 | 7575 | 7894 | 3378 | 11468 | 2897 | 6199 | 3189 | 8258 | 13.4 | 16.9 | 15.6 | 14.7 | 17.5 | 15.6 | 18.1 | 15.9 | 15.1
Laser printers | 35 | 127 | 123 | 51 | 205 | 45 | 108 | 45 | 117 | 2696 | 7622 | 8535 | 3624 | 11789 | 2681 | 5990 | 2952 | 8367 | 12.9 | 16.7 | 14.4 | 14.1 | 17.3 | 16.8 | 18 | 15.3 | 14
Inkjet printers | 24 | 64 | 74 | 30 | 120 | 27 | 78 | 29 | 77 | 1899 | 4660 | 5161 | 2521 | 7724 | 1954 | 4619 | 2056 | 5641 | 12.6 | 13.8 | 14.3 | 12 | 15.6 | 13.9 | 16.9 | 14.3 | 13.6
FAX machines | 41 | 148 | 145 | 62 | 243 | 55 | 145 | 54 | 137 | 3164 | 9569 | 9955 | 4484 | 14307 | 3404 | 8084 | 3708 | 10007 | 12.9 | 15.5 | 14.6 | 13.7 | 17 | 16.1 | 17.9 | 14.5 | 13.7
Photocopiers | 38 | 140 | 130 | 55 | 207 | 47 | 116 | 47 | 128 | 2989 | 8665 | 9111 | 3942 | 12279 | 3057 | 6763 | 3360 | 9111 | 12.5 | 16.2 | 14.3 | 13.9 | 16.9 | 15.5 | 17.2 | 13.9 | 14.1
Number of desktop computers
None | 3 | Q | 8 | 3 | 13 | 5 | 12 | 4 | 10 | Q | 669 | 983 | 715 | 1352 | 588 | 1400 | 474 | 1118 | Q | Q | 8.3 | 4.7 | 9.7 | 8.9 | 8.3 | 7.7 | 8.8
1 to 4 | 9 | 16 | 28 | 13 | 52 | 13 | 33 | 10 | 31 | 846 | 1611 | 2283 | 1299 | 3318 | 911 | 2044 | 782 | 2575 | 11.2 | 10 | 12.1 | 10 | 15.5 | 14.7 | 16.3 | 12.7 | 11.9
5 to 9 | Q | 17 | 19 | 8 | 32 | 8 | 20 | 6 | 20 | Q | 1142 | 1390 | 730 | 1723 | 649 | 1156 | 515 | 1866 | Q | 15 | 14 | 11.6 | 18.4 | 12.1 | 17.4 | 11.5 | 11
10 to 19 | 6 | 17 | 17 | 7 | 29 | 8 | 15 | 6 | 26 | 494 | 1150 | 1304 | 522 | 1903 | 649 | 979 | 429 | 1958 | 12.1 | 14.4 | 13.2 | 12.8 | 15.1 | 12.6 | 14.9 | 13.4 | 13.1
20 to 49 | 9 | 22 | 28 | 13 | 50 | 13 | 35 | 13 | 28 | 717 | 1610 | 1633 | 958 | 2966 | 758 | 1623 | 873 | 1957 | 12.6 | 13.8 | 17.1 | 13.7 | 16.8 | 16.8 | 21.3 | 14.7 | 14.1
50 to 99 | 6 | 15 | 22 | 6 | 25 | 8 | 15 | 7 | 16 | 430 | 936 | 1532 | 452 | 1713 | 456 | 1074 | 434 | 1259 | 13.4 | 15.6 | 14.6 | 13.6 | 14.6 | 18.1 | 13.7 | 15.9 | 12.7
100 to 249 | 6 | 34 | 19 | 12 | 41 | 6 | 13 | 12 | 18 | 432 | 1870 | 1569 | 634 | 2156 | 410 | 826 | 653 | 1179 | 13.4 | 17.9 | 11.9 | 19 | 18.8 | 15.5 | 15.3 | 18.5 | 15.3
250 or more | 9 | 42 | 33 | 12 | 46 | 9 | 31 | 10 | 28 | 518 | 2110 | 1850 | 706 | 2476 | 403 | 1493 | 653 | 1268 | 16.7 | 20.1 | 17.9 | 17.1 | 18.7 | 21.4 | 21 | 15.3 | 21.9
Number of laptop computers
None | 9 | 32 | 38 | 15 | 56 | 19 | 43 | 16 | 47 | 1099 | 2418 | 3037 | 1628 | 3657 | 1402 | 3044 | 1198 | 3898 | 8 | 13.4 | 12.4 | 9.4 | 15.4 | 13.9 | 14 | 13.2 | 11.9
1 to 4 | 12 | 26 | 42 | 18 | 63 | 17 | 42 | 14 | 39 | 1083 | 2267 | 3260 | 1785 | 4218 | 1281 | 2580 | 1163 | 3524 | 11 | 11.4 | 12.9 | 10.2 | 14.9 | 13 | 16.3 | 11.9 | 11.2
5 to 9 | 5 | 20 | 17 | 6 | 34 | 6 | 16 | 8 | 14 | 323 | 1082 | 1063 | 415 | 2003 | 452 | 1113 | 509 | 1384 | 16.8 | 18.5 | 16.5 | 14.2 | 16.9 | 12.7 | 14.5 | 15.6 | 9.9
10 to 19 | 8 | 14 | 14 | 6 | 32 | 10 | 15 | 5 | 27 | 521 | 979 | 1060 | 414 | 1994 | 489 | 904 | 405 | 1579 | 15 | 14 | 13.4 | 14.9 | 15.9 | 21.1 | 16.1 | 12.3 | 17.2
20 to 49 | 4 | 18 | 19 | 13 | 39 | 7 | 15 | 13 | 25 | 348 | 1123 | 1384 | 811 | 2362 | 505 | 927 | 740 | 1444 | 11 | 16.2 | 13.9 | 16.2 | 16.5 | 13.8 | 16.7 | 18 | 17.2
50 to 99 | 4 | 13 | 15 | 5 | 13 | 5 | 17 | 4 | 10 | 242 | 976 | 978 | 334 | 809 | 244 | 774 | 309 | 568 | 18.1 | 12.8 | 15.5 | 16.4 | 15.5 | 19.1 | 21.5 | 13.9 | 17.3
100 to 249 | 3 | 21 | 11 | Q | 22 | Q | 13 | 4 | 7 | 346 | 1068 | 711 | Q | 1078 | Q | 766 | 285 | 388 | 9.2 | 20 | 15.9 | Q | 20.2 | Q | 17.3 | 12.7 | 18.5
250 or more | Q | 26 | 17 | 6 | 29 | Q | 12 | 3 | 7 | Q | 1185 | 1051 | 319 | 1487 | Q | 486 | 202 | 395 | Q | 21.7 | 16.6 | 20.1 | 19.4 | Q | 25.2 | 16 | 18.9
Number of dedicated servers
None | 17 | 42 | 51 | 25 | 86 | 26 | 60 | 16 | 51 | 1681 | 3524 | 4650 | 2639 | 6139 | 1926 | 4395 | 1623 | 4922 | 10 | 11.8 | 11 | 9.6 | 13.9 | 13.3 | 13.8 | 10.1 | 10.4
1 to 4 | 19 | 64 | 75 | 27 | 129 | 23 | 65 | 29 | 67 | 1582 | 4611 | 5055 | 2145 | 7735 | 1785 | 3980 | 2061 | 5143 | 11.8 | 13.8 | 14.8 | 12.6 | 16.6 | 13.2 | 16.3 | 13.9 | 13.1
5 to 9 | 4 | 14 | 15 | 8 | 18 | 6 | 13 | 5 | 17 | 338 | 755 | 931 | 504 | 1063 | 414 | 749 | 357 | 1131 | 11 | 19.1 | 16.4 | 15.5 | 16.9 | 14.6 | 17.8 | 15.1 | 14.8
10 to 19 | 6 | 19 | 10 | 7 | 21 | Q | 14 | Q | 16 | 340 | 777 | 663 | 343 | 1286 | Q | 622 | Q | 899 | 18.7 | 24.5 | 14.8 | 19.4 | 16.2 | Q | 22.4 | 22.1 | 17.6
20 to 49 | Q | 10 | 11 | Q | 14 | Q | 12 | 5 | 8 | Q | 566 | 714 | Q | 696 | Q | 455 | 282 | 497 | Q | 16.9 | 16 | Q | 19.4 | Q | 25.6 | 18.3 | 15.8
50 or more | Q | 22 | 12 | Q | 20 | Q | Q | Q | 17 | Q | 867 | 530 | Q | 688 | Q | Q | Q | 589 | Q | 24.9 | 22.5 | Q | 29.5 | Q | 22.3 | Q | 28.9
Number of photocopiers
None | 13 | 30 | 44 | 20 | 79 | 23 | 56 | 20 | 48 | 1203 | 2434 | 3432 | 2075 | 5329 | 1767 | 3831 | 1452 | 4069 | 10.8 | 12.2 | 12.9 | 9.8 | 14.9 | 13.1 | 14.7 | 14 | 11.7
One | 10 | 21 | 32 | 16 | 49 | 11 | 28 | 12 | 36 | 912 | 1692 | 2726 | 1216 | 3397 | 816 | 1915 | 1003 | 3402 | 11.2 | 12.4 | 11.6 | 13 | 14.4 | 13 | 14.8 | 12 | 10.6
2 to 4 | 10 | 33 | 43 | 18 | 67 | 17 | 47 | 13 | 43 | 1017 | 2564 | 3003 | 1581 | 4073 | 1247 | 2743 | 1137 | 2948 | 9.8 | 13 | 14.3 | 11.4 | 16.5 | 14 | 17.3 | 11.2 | 14.7
5 to 9 | 8 | 27 | 23 | 8 | 34 | 9 | 13 | 6 | 17 | 599 | 1347 | 1644 | 523 | 1943 | 456 | 804 | 399 | 1148 | 13.7 | 19.8 | 13.9 | 14.5 | 17.6 | 18.8 | 16.1 | 15.4 | 14.9
10 or more | 9 | 59 | 32 | 13 | 57 | 11 | 28 | 16 | 32 | 461 | 3062 | 1739 | 621 | 2865 | 538 | 1300 | 821 | 1613 | 19.7 | 19.2 | 18.7 | 21.3 | 20 | 20.1 | 21.3 | 19.2 | 19.7
Number of TVs or video displays
None | 13 | 27 | 31 | 15 | 47 | 12 | 30 | 14 | 35 | 1403 | 2408 | 3032 | 1699 | 4343 | 1052 | 2835 | 1279 | 4064 | 9.3 | 11.1 | 10.3 | 8.7 | 10.8 | 11.7 | 10.5 | 11.1 | 8.5
One | 5 | 12 | 19 | 6 | 28 | 8 | 20 | 4 | 19 | 435 | 981 | 1485 | 806 | 2162 | 740 | 1374 | 524 | 1482 | 11.6 | 12.2 | 13 | 7.9 | 12.8 | 10.3 | 14.4 | 8.3 | 12.5
2 to 4 | 10 | 25 | 39 | 13 | 58 | 16 | 38 | 7 | 30 | 833 | 2097 | 2889 | 1167 | 3192 | 964 | 2158 | 688 | 2477 | 12.4 | 12.2 | 13.6 | 10.8 | 18 | 16.3 | 17.4 | 10.7 | 12.2
5 to 9 | 5 | 28 | 12 | 9 | 28 | 8 | 27 | 6 | 27 | 441 | 1383 | 839 | 611 | 1524 | 637 | 1001 | 292 | 1419 | 11.2 | 20 | 14.9 | 14.3 | 18.5 | 13.2 | 26.5 | 20.2 | 19.3
10 to 19 | 6 | 28 | 21 | 13 | 31 | 7 | 19 | 7 | 15 | 391 | 1408 | 1134 | 760 | 1558 | 435 | 1058 | 488 | 936 | 14.7 | 19.7 | 18.9 | 17.6 | 19.8 | 16 | 17.9 | 13.4 | 16.2
20 to 49 | 4 | 20 | 17 | 8 | 37 | 9 | 13 | 11 | 20 | 375 | 1069 | 1198 | 470 | 1973 | 401 | 814 | 620 | 1139 | 11.4 | 18.3 | 14.3 | 16 | 19 | 22.1 | 16.3 | 18.1 | 17.8
50 to 99 | Q | 5 | 11 | Q | 24 | Q | 12 | 6 | Q | Q | 270 | 783 | Q | 1213 | Q | Q | 409 | 622 | Q | 16.9 | 14.7 | Q | 19.8 | Q | 17.4 | 14.9 | 17.3
100 or more | 5 | 26 | 22 | 8 | 34 | 8 | 15 | Q | 19 | 202 | 1483 | 1184 | 357 | 1643 | Q | 672 | Q | 1039 | 23.6 | 17.7 | 18.7 | 21.8 | 20.7 | 18.7 | 22.7 | 22.3 | 18.2
Food preparation or serving areas in non-food service buildings (more than one may apply)
Snack bar or concession stand | Q | 31 | 26 | 11 | 53 | 6 | 18 | 16 | 24 | Q | 1710 | 1632 | 630 | 2550 | 329 | 884 | 723 | 1211 | Q | 18 | 16 | 17.8 | 20.9 | 17.7 | 20.8 | 21.5 | 20.1
Fast food or small restaurant | 6 | 31 | 27 | 12 | 55 | 15 | 28 | 20 | 31 | 335 | 1416 | 1299 | 476 | 2135 | 609 | 1053 | 871 | 1593 | 17.8 | 21.6 | 20.7 | 25.3 | 25.6 | 24.4 | 26.5 | 23.1 | 19.7
Cafeteria or large restaurant | 11 | 52 | 34 | 18 | 65 | 12 | 26 | 17 | 26 | 829 | 2756 | 2452 | 1003 | 3709 | 613 | 1625 | 916 | 1320 | 13.1 | 18.7 | 13.9 | 17.7 | 17.6 | 19.3 | 16 | 19 | 19.7
Commercial kitchen/ food preparation area | 12 | 46 | 43 | 17 | 72 | 16 | 29 | 19 | 38 | 915 | 2339 | 2960 | 993 | 3867 | 722 | 1503 | 992 | 1859 | 13.4 | 19.5 | 14.5 | 17.4 | 18.7 | 21.7 | 19.4 | 18.9 | 20.4
Small kitchen area | 10 | 30 | 30 | 13 | 48 | 12 | 23 | 15 | 23 | 776 | 2329 | 2282 | 1130 | 2551 | 1072 | 1498 | 840 | 1574 | 13.4 | 12.9 | 13 | 11.2 | 18.7 | 11.6 | 15.2 | 17.5 | 14.4
Separate computer areas (more than one may apply)
Data center or server farm | 11 | 43 | 34 | 15 | 47 | 9 | 26 | 15 | 39 | 491 | 1887 | 1743 | 745 | 2296 | 456 | 1120 | 662 | 1704 | 21.6 | 22.8 | 19.3 | 20.3 | 20.6 | 20.2 | 22.9 | 23.1 | 22.6
Computer-based training room | 9 | 42 | 43 | 21 | 70 | 17 | 41 | 24 | 32 | 747 | 2594 | 2728 | 1222 | 3895 | 879 | 2347 | 1364 | 1947 | 11.4 | 16.3 | 15.9 | 17.5 | 17.9 | 19.6 | 17.4 | 17.7 | 16.5
Student or public computer center | 8 | 24 | 24 | 16 | 50 | 13 | 31 | 14 | 22 | 834 | 1877 | 2236 | 1102 | 3187 | 761 | 2051 | 1010 | 1283 | 9.1 | 12.9 | 10.9 | 14.7 | 15.6 | 17.6 | 14.9 | 14.1 | 17.5
HVAC conservation features (more than one may apply)
Economizer cycle | 23 | 102 | 89 | 39 | 97 | 21 | 55 | 33 | 79 | 1412 | 5498 | 5550 | 2366 | 5286 | 1059 | 2706 | 2022 | 4849 | 16.4 | 18.6 | 16 | 16.7 | 18.4 | 19.8 | 20.4 | 16.3 | 16.4
Regular HVAC maintenance | 44 | 159 | 159 | 63 | 258 | 58 | 155 | 59 | 153 | 3324 | 9658 | 10660 | 4513 | 14891 | 3362 | 8319 | 3991 | 10526 | 13.3 | 16.5 | 15 | 14 | 17.3 | 17.1 | 18.6 | 14.9 | 14.5
Building automation system (BAS)2 | 28 | 98 | 94 | 39 | 160 | 32 | 87 | 39 | 93 | 1734 | 5199 | 5646 | 2350 | 8070 | 1880 | 4628 | 2310 | 5233 | 16.1 | 18.9 | 16.7 | 16.6 | 19.8 | 16.9 | 18.9 | 16.9 | 17.7
Window and interior lighting features (more than one may apply)
Multipaned windows | 43 | 127 | 145 | 68 | 215 | 55 | 116 | 51 | 109 | 3387 | 8002 | 10013 | 5130 | 12533 | 3334 | 6396 | 3728 | 7206 | 12.8 | 15.9 | 14.5 | 13.2 | 17.2 | 16.6 | 18.2 | 13.8 | 15.1
Tinted window glass | 21 | 88 | 99 | 42 | 164 | 41 | 115 | 42 | 108 | 1420 | 4888 | 6262 | 2740 | 9692 | 2469 | 6377 | 2626 | 7925 | 14.8 | 18 | 15.8 | 15.1 | 17 | 16.5 | 18 | 15.8 | 13.7
Reflective window glass | 8 | 35 | 44 | 21 | 70 | 14 | 39 | 20 | 50 | 495 | 1849 | 2627 | 1144 | 2966 | 696 | 1763 | 1264 | 3032 | 17.1 | 19 | 16.8 | 18.3 | 23.4 | 19.6 | 21.9 | 16.1 | 16.4
External overhangs or awnings | 14 | 66 | 72 | 31 | 147 | 32 | 70 | 34 | 82 | 1106 | 3183 | 4169 | 2307 | 7718 | 2073 | 3972 | 2235 | 5299 | 13.1 | 20.8 | 17.2 | 13.2 | 19.1 | 15.6 | 17.6 | 15.4 | 15.5
Skylights or atriums | 17 | 47 | 40 | 17 | 79 | 13 | 44 | 21 | 54 | 1376 | 2658 | 2815 | 1275 | 4768 | 904 | 2391 | 1426 | 4462 | 12.2 | 17.6 | 14.4 | 13.3 | 16.6 | 14.3 | 18.4 | 14.4 | 12.1
Light scheduling | 22 | 84 | 80 | 27 | 123 | 23 | 61 | 27 | 93 | 1454 | 4384 | 5033 | 1617 | 6195 | 1217 | 3324 | 1650 | 5388 | 15.3 | 19.2 | 15.9 | 16.8 | 19.9 | 18.7 | 18.3 | 16.6 | 17.3
Occupancy sensors | 33 | 91 | 92 | 32 | 140 | 25 | 71 | 32 | 92 | 2302 | 5430 | 5927 | 1990 | 7130 | 1429 | 3364 | 2027 | 6273 | 14.3 | 16.8 | 15.6 | 16 | 19.7 | 17.8 | 21 | 15.7 | 14.7
Multi-level lighting or dimming | 12 | 33 | 40 | 15 | 71 | 18 | 21 | 20 | 44 | 663 | 1672 | 2275 | 902 | 3452 | 886 | 1086 | 1200 | 2398 | 17.4 | 19.5 | 17.7 | 16.3 | 20.5 | 19.8 | 19.1 | 16.4 | 18.5
Daylight harvesting | 5 | 13 | 20 | 7 | 21 | Q | 9 | 9 | 19 | 303 | 729 | 1147 | 375 | 999 | Q | 666 | 461 | 1103 | 15.4 | 18.3 | 17.6 | 19.2 | 21 | Q | 13.7 | 19.1 | 17.3
Demand responsive lighting | Q | 7 | 9 | 6 | 28 | Q | Q | Q | 18 | Q | 448 | 506 | 406 | 1315 | Q | Q | Q | 1332 | Q | 16.4 | 17.4 | 15.7 | 21 | Q | Q | Q | 13.8
Building automation system (BAS) for lighting2 | 11 | 36 | 31 | 14 | 58 | 9 | 24 | 14 | 43 | 526 | 1633 | 1680 | 768 | 2714 | 495 | 1298 | 807 | 2146 | 20.1 | 22.1 | 18.2 | 18.2 | 21.5 | 17.6 | 18.3 | 17.7 | 20
Equipment usage reduced when building not in full use (more than one may apply)
Heating | 37 | 136 | 132 | 53 | 191 | 44 | 119 | 50 | 131 | 3310 | 8975 | 9790 | 4320 | 12357 | 3581 | 7371 | 3738 | 9704 | 11.2 | 15.2 | 13.5 | 12.2 | 15.5 | 12.4 | 16.1 | 13.4 | 13.5
Cooling | 37 | 131 | 127 | 53 | 210 | 46 | 119 | 47 | 132 | 2931 | 8520 | 9321 | 4121 | 13458 | 3675 | 7315 | 3479 | 9697 | 12.5 | 15.4 | 13.7 | 12.8 | 15.6 | 12.5 | 16.3 | 13.5 | 13.7
Lighting | 49 | 151 | 159 | 71 | 260 | 64 | 158 | 62 | 163 | 3987 | 10272 | 11570 | 5693 | 16417 | 4478 | 9645 | 4497 | 12034 | 12.4 | 14.7 | 13.7 | 12.4 | 15.8 | 14.3 | 16.4 | 13.9 | 13.5
Annual consumption (kilowatthours)
10,000 or less | (*) | (*) | 1 | 1 | 1 | (*) | 1 | (*) | 1 | Q | 292 | 445 | 413 | 354 | 193 | 432 | 191 | 498 | 1.2 | 1.1 | 1.5 | 1.3 | 1.4 | 1.2 | 1.3 | 1.1 | 1.4
10,001 to 50,000 | 2 | 5 | 7 | 4 | 8 | 3 | 7 | 3 | 10 | 622 | 1196 | 1538 | 968 | 1712 | 545 | 1298 | 679 | 1944 | 3.8 | 4.1 | 4.5 | 4.6 | 4.8 | 5.6 | 5.3 | 5.1 | 5
50,001 to 100,000 | 3 | 5 | 8 | 5 | 14 | 4 | 8 | 3 | 12 | 330 | 631 | 1092 | 572 | 1576 | 506 | 1048 | 282 | 1566 | 8.8 | 8.2 | 7.5 | 8.5 | 8.9 | 8.7 | 8.1 | 9.1 | 7.5
100,001 to 500,000 | 15 | 25 | 34 | 19 | 68 | 22 | 35 | 20 | 46 | 1192 | 2154 | 2829 | 1442 | 4498 | 1599 | 2373 | 1400 | 3825 | 12.3 | 11.6 | 12.1 | 12.9 | 15.2 | 13.7 | 14.6 | 14 | 11.9
500,001 to 1,000,000 | 6 | 17 | 26 | 11 | 38 | 10 | 30 | 6 | 21 | 420 | 1385 | 1483 | 722 | 2047 | 508 | 1647 | 432 | 1406 | 15.1 | 12.3 | 17.4 | 14.7 | 18.4 | 19.9 | 18.4 | 13.1 | 15.1
1,000,001 to 5,000,000 | 15 | 54 | 60 | 23 | 92 | 19 | 48 | 15 | 52 | 1022 | 3048 | 3493 | 1322 | 4825 | 985 | 2387 | 956 | 2701 | 14.2 | 17.6 | 17.3 | 17.7 | 19.1 | 19.4 | 20.3 | 16.2 | 19.1
Over 5,000,000 | 9 | 64 | 38 | 12 | 66 | 12 | 44 | 20 | 35 | 340 | 2393 | 1664 | 578 | 2596 | 488 | 1410 | 871 | 1238 | 27.7 | 26.6 | 23 | 21.6 | 25.3 | 24.1 | 31 | 23.1 | 28.4
1These climate regions were created by the Building America program, sponsored by the U.S. Department of Energy’s Office of Energy Efficiency and Renewable Energy (EERE). 2In earlier CBECS publications, BAS was referred to as Energy Management and Control System (EMCS). Q = Data withheld either because the Relative Standard Error (RSE) was greater than 50 percent or fewer than 20 buildings were sampled. N = No cases in reporting sample. (*) = Value rounds to zero in the units displayed. Notes: ● Because of rounding, data may not sum to totals. ● See the Guide to the 2012 CBECS Detailed Tables or CBECS Terminology for definitions of terms used in these tables and/or comparison of differences with prior CBECS tables. Both references can be accessed from http://www.eia.gov/consumption/commercial/data/2012/ ● Site electricity is the amount of electricity delivered to commercial builidngs. Primary electricity, which is not included in the Total of major fuelscategory, is site electricity plus the conversion losses in the generation, transmission, and distribution processes. ● Statistics for the Energy end uses category represent total consumption in buildings that have the end use, not consumption specifically for that particular end use. ● HVAC = Heating, ventilation, and air conditioning. Source: U.S. Energy Information Administration, Office of Energy Consumption and Efficiency Statistics, Forms EIA-871A and E of the 2012 Commercial Buildings Energy Consumption Survey.

## CBECS-gas-geosubdiv (hidden)
Release date: May 2016
Table C27. Natural gas consumption and conditional energy intensity by Census division (part 1), 2012
| Total natural gas consumption (billion cubic feet) | [8 empty] | Total floorspace of buildings using natural gas (million square feet) | [8 empty] | Natural gas energy intensity (cubic feet/square foot)
Field | New England | Middle Atlantic | East North Central | West North Central | South Atlantic | East South Central | West South Central | Mountain | Pacific | New England | Middle Atlantic | East North Central | West North Central | South Atlantic | East South Central | West South Central | Mountain | Pacific | New England | Middle Atlantic | East North Central | West North Central | South Atlantic | East South Central | West South Central | Mountain | Pacific
All buildings | 108 | 379 | 482 | 145 | 298 | 101 | 202 | 159 | 320 | 2241 | 8827 | 10790 | 4236 | 9984 | 3436 | 6480 | 3766 | 8966 | 48.1 | 43 | 44.6 | 34.3 | 29.8 | 29.4 | 31.1 | 42.3 | 35.7
Building floorspace (square feet)
1,001 to 5,000 | Q | 35 | 43 | 22 | 45 | 11 | 36 | 17 | 37 | Q | 384 | 745 | 381 | 487 | 258 | 521 | 327 | 560 | Q | 90.5 | 57.5 | 57.6 | 91.6 | 40.8 | 68.2 | 51.9 | 66.5
5,001 to 10,000 | Q | 25 | 55 | 15 | 44 | 9 | 31 | 21 | 34 | Q | 449 | 931 | 447 | 587 | 292 | 657 | 372 | 902 | Q | 55.6 | 59.5 | 34.2 | 74.6 | 30.6 | 46.7 | 57.1 | 37.8
10,001 to 25,000 | 12 | 47 | 58 | 23 | 37 | 19 | 26 | 23 | 51 | 459 | 1149 | 1530 | 656 | 1119 | 597 | 916 | 665 | 1733 | 25.6 | 40.7 | 38 | 35.1 | 33.1 | 32.4 | 28.6 | 34.7 | 29.5
25,001 to 50,000 | Q | 30 | 85 | 15 | 32 | 17 | 25 | 10 | 47 | Q | 830 | 1928 | 700 | 1303 | 349 | 987 | 312 | 1435 | Q | 36.2 | 43.9 | 21.8 | 24.8 | 48.2 | 25.1 | 30.8 | 33
50,001 to 100,000 | 14 | 71 | 73 | 26 | 46 | Q | 35 | 18 | 30 | 330 | 1789 | 1485 | 696 | 1986 | 708 | 1310 | 536 | 1095 | 41.9 | 39.9 | 49.4 | 37.8 | 23 | 23.4 | 26.4 | 33.6 | 27.4
100,001 to 200,000 | 8 | 93 | 49 | 20 | 35 | 8 | 13 | 12 | 46 | 230 | 1925 | 1344 | 522 | 2036 | 455 | 989 | 379 | 1536 | 35.9 | 48.1 | 36.6 | 38.4 | 17.1 | 17.3 | 13.2 | 30.6 | 29.8
200,001 to 500,000 | 34 | 42 | 78 | 13 | 33 | 9 | 14 | 22 | 57 | 492 | 1225 | 1886 | 504 | 1332 | 460 | 586 | 684 | 1124 | 68.2 | 34.1 | 41.6 | 25.8 | 24.5 | 20.6 | 24 | 32 | 51
Over 500,000 | Q | 37 | 40 | Q | 27 | 12 | 23 | Q | 17 | Q | 1077 | 941 | Q | 1134 | Q | 515 | Q | 581 | Q | 34.3 | 42.1 | Q | 23.8 | Q | 44.2 | Q | 28.7
Principal building activity
Education | Q | 60 | 84 | 22 | 28 | 9 | 25 | 18 | 22 | Q | 1247 | 1979 | 755 | 1867 | 384 | 1463 | 635 | 791 | Q | 48.5 | 42.5 | 29.1 | 15.1 | 22.5 | 16.8 | 27.7 | 28.1
Food sales | Q | Q | Q | Q | Q | Q | Q | Q | Q | Q | Q | Q | Q | Q | Q | Q | Q | Q | Q | Q | Q | Q | Q | Q | Q | Q | Q
Food service | Q | 20 | 35 | 13 | 50 | 14 | 38 | Q | 33 | Q | 116 | 208 | 93 | 296 | 96 | 185 | Q | 241 | Q | 169.4 | 170.2 | 144.9 | 170 | 149.8 | 205.3 | Q | 137.6
Health care | Q | 50 | 41 | 21 | 30 | 19 | 29 | 19 | 38 | Q | 745 | 460 | 262 | 426 | 248 | 335 | 232 | 430 | Q | 66.8 | 88.4 | 80.8 | 71.2 | 75.4 | 85.5 | 83.4 | 87.4
Inpatient | Q | 36 | 36 | Q | 30 | 18 | 26 | 12 | Q | Q | 337 | 306 | Q | 383 | 184 | 263 | 118 | 306 | Q | 106.1 | 116.3 | Q | 77.1 | 95.8 | 99.5 | 102.6 | 111.5
Outpatient | Q | 14 | 5 | Q | Q | Q | Q | Q | 4 | Q | 407 | 154 | Q | Q | Q | Q | Q | 124 | Q | 34.2 | 33.2 | Q | Q | Q | Q | Q | 28.2
Lodging | Q | 28 | 32 | 9 | 33 | Q | 16 | Q | 32 | Q | 681 | 620 | 218 | 1023 | Q | 535 | 503 | 810 | Q | 41 | 51.5 | 43 | 31.9 | 40.4 | 29.6 | 83.2 | 39.5
Mercantile | Q | 43 | 68 | 12 | 44 | 10 | 24 | 14 | 61 | Q | 1000 | 1429 | 424 | 1628 | 523 | 805 | 606 | 1788 | Q | 43.3 | 47.4 | 28.1 | 27 | 18.2 | 29.4 | 23.8 | 34
Retail (other than mall) | Q | 12 | 26 | 4 | 7 | Q | 5 | Q | 11 | Q | 495 | 689 | 180 | 365 | Q | 355 | Q | 806 | Q | 25.2 | 37.3 | 21 | 19.6 | Q | 13.6 | Q | 13.2
Enclosed and strip malls | Q | 31 | 42 | Q | 37 | Q | 19 | 9 | 50 | Q | 505 | 740 | Q | 1263 | Q | 450 | 351 | 983 | Q | 61 | 56.7 | Q | 29.1 | Q | 41.8 | 25.6 | 51.1
Office | 11 | 82 | 68 | 16 | 22 | 10 | 15 | 18 | 34 | 399 | 2304 | 1969 | 566 | 1427 | 388 | 904 | 616 | 1716 | 28.1 | 35.4 | 34.6 | 28.1 | 15.7 | 24.7 | 16.3 | 29.6 | 19.6
Public assembly | Q | 22 | 42 | 12 | 11 | Q | Q | Q | 15 | Q | 523 | 993 | 323 | 497 | Q | 368 | Q | 593 | Q | 42.4 | 41.8 | 36.5 | 22.2 | Q | Q | Q | 25.9
Public order and safety | Q | Q | Q | Q | Q | Q | Q | Q | Q | Q | Q | Q | Q | Q | Q | Q | Q | Q | Q | Q | Q | Q | Q | Q | Q | Q | Q
Religious worship | Q | 15 | 21 | 6 | Q | Q | 4 | Q | Q | Q | 560 | 484 | 220 | 399 | Q | 256 | Q | 311 | Q | 26.3 | 43.2 | 29.3 | 32.5 | Q | 15.2 | Q | Q
Service | Q | 17 | 34 | 13 | 24 | Q | 10 | Q | 9 | Q | 222 | 803 | 420 | 407 | Q | 287 | Q | 271 | Q | 76.8 | 41.8 | 31.2 | 58.9 | Q | 36.3 | Q | 33.5
Warehouse and storage | Q | 17 | 29 | 8 | 16 | Q | 9 | Q | 26 | Q | 949 | 1169 | 651 | 1269 | Q | 901 | Q | 1143 | Q | 17.9 | 24.7 | 12.4 | 12.7 | Q | 10.2 | 34.3 | 22.6
Other | Q | Q | Q | Q | Q | Q | Q | Q | Q | Q | Q | Q | Q | Q | Q | Q | Q | Q | Q | Q | Q | Q | Q | Q | Q | Q | Q
Vacant | Q | Q | Q | Q | Q | Q | Q | Q | Q | Q | Q | Q | Q | Q | Q | Q | Q | Q | Q | Q | Q | Q | Q | Q | Q | Q | Q
Year constructed
Before 1920 | Q | 17 | 22 | 5 | 9 | Q | Q | Q | Q | Q | 725 | 491 | 252 | 220 | Q | Q | Q | Q | Q | 24 | 44.7 | 21.6 | 41.3 | Q | Q | Q | Q
1920 to 1945 | Q | 44 | 40 | 13 | 8 | Q | 9 | Q | 16 | Q | 1048 | 998 | 281 | 289 | Q | 381 | Q | 388 | Q | 41.6 | 40.4 | 46.3 | 28.1 | Q | 22.6 | Q | 40.2
1946 to 1959 | Q | 50 | 47 | 14 | 20 | 6 | 14 | 12 | 25 | Q | 876 | 1078 | 369 | 1009 | 218 | 593 | 273 | 832 | Q | 57.4 | 43.6 | 38.2 | 19.7 | 27.2 | 23.9 | 45.5 | 29.9
1960 to 1969 | Q | 52 | 63 | 29 | 37 | 17 | 25 | 14 | 57 | Q | 1464 | 1346 | 893 | 939 | 582 | 587 | 370 | 1096 | Q | 35.5 | 46.5 | 32.7 | 39 | 28.6 | 43.4 | 37.5 | 52.1
1970 to 1979 | 11 | 76 | 73 | 21 | 35 | 19 | 35 | 25 | 37 | 287 | 1266 | 1562 | 548 | 931 | 404 | 980 | 650 | 1352 | 39.1 | 59.7 | 46.5 | 38 | 37.7 | 47.5 | 35.7 | 37.8 | 27.7
1980 to 1989 | 10 | 32 | 80 | 19 | 51 | 18 | 44 | 22 | 49 | 326 | 822 | 1541 | 602 | 1972 | 793 | 1280 | 616 | 1935 | 31.9 | 39.2 | 52.2 | 31.4 | 26 | 22.3 | 34.5 | 36.3 | 25.4
1990 to 1999 | Q | 63 | 62 | 18 | 43 | 19 | 33 | 22 | 58 | Q | 1282 | 1619 | 634 | 1322 | 836 | 1124 | 642 | 1434 | Q | 48.8 | 38.1 | 28.3 | 32.6 | 23 | 29.3 | 34.1 | 40.6
2000 to 2003 | Q | 18 | 35 | 7 | 24 | Q | 17 | 15 | 18 | Q | 563 | 874 | 294 | 1070 | Q | 617 | 303 | 601 | Q | 31.6 | 40.2 | 25 | 22.1 | Q | 27.4 | 48 | 29.2
2004 to 2007 | Q | Q | 27 | 9 | 34 | Q | 11 | Q | 23 | Q | Q | 743 | 234 | 1185 | Q | 345 | 501 | 573 | Q | Q | 36.9 | 36.9 | 29 | Q | 30.5 | Q | 40.5
2008 to 2012 | Q | Q | 32 | Q | 36 | Q | 10 | Q | Q | Q | Q | 539 | Q | 1048 | Q | 507 | Q | 613 | Q | Q | 60.1 | Q | 34.7 | Q | 20.4 | Q | 55.9
Climate region1
Very cold/Cold | 108 | 215 | 452 | 109 | N | N | N | 131 | 55 | 2241 | 5018 | 9944 | 3185 | N | N | N | 2872 | 1251 | 48.1 | 42.9 | 45.5 | 34.3 | N | N | N | 45.6 | 44.3
Mixed-humid | N | 164 | Q | 36 | 251 | 79 | 82 | N | N | N | 3809 | Q | 1050 | 8542 | 2813 | 2301 | N | N | N | 43.1 | 34.9 | 34.3 | 29.4 | 28 | 35.5 | N | N
Mixed-dry/Hot-dry | N | N | N | N | N | N | Q | 29 | 198 | N | N | N | N | N | N | Q | 894 | 5681 | N | N | N | N | N | N | 24 | 31.9 | 34.8
Hot-humid | N | N | N | N | 47 | Q | 97 | N | N | N | N | N | N | 1442 | Q | 3235 | N | N | N | N | N | N | 32.5 | 35.6 | 30.1 | N | N
Marine | N | N | N | N | N | N | N | N | 67 | N | N | N | N | N | N | N | N | 2033 | N | N | N | N | N | N | N | N | 32.7
Number of floors
One | 22 | 98 | 204 | 59 | 144 | 45 | 111 | 65 | 149 | 426 | 2144 | 4366 | 1664 | 4522 | 1617 | 3598 | 1838 | 4322 | 51.7 | 45.7 | 46.6 | 35.2 | 31.9 | 27.7 | 30.7 | 35.2 | 34.6
Two | 29 | 113 | 108 | 34 | 52 | 21 | 38 | 36 | 69 | 789 | 2357 | 2863 | 1180 | 2133 | 901 | 1271 | 919 | 2253 | 36.2 | 48 | 37.6 | 28.7 | 24.4 | 23.4 | 29.6 | 39.3 | 30.5
Three | 13 | 43 | 69 | 23 | 27 | 8 | 11 | 8 | 16 | 379 | 1231 | 1402 | 710 | 751 | 275 | 545 | 227 | 564 | 34.3 | 35 | 49.5 | 32.1 | 36 | 28.9 | 19.6 | 37.4 | 29.1
Four to nine | 35 | 97 | 75 | 26 | 59 | 20 | 32 | 14 | 75 | 523 | 2140 | 1519 | 606 | 2045 | 512 | 720 | 357 | 1343 | 66.1 | 45.5 | 49.6 | 43.5 | 28.7 | 38.7 | 44 | 38.4 | 55.8
Ten or more | Q | 28 | 26 | Q | 15 | Q | 11 | Q | 10 | Q | 955 | 640 | Q | 532 | Q | 346 | Q | 484 | Q | 29.2 | 40 | Q | 28.9 | Q | 31.9 | Q | 21
Number of workers (main shift)
Fewer than 5 | 5 | 44 | 63 | 24 | 28 | 14 | 30 | 23 | 26 | 240 | 998 | 1734 | 798 | 892 | 612 | 1010 | 531 | 1041 | 21.7 | 44.4 | 36.1 | 30.6 | 31.4 | 22.8 | 30.1 | 42.5 | 25.4
5 to 9 | Q | 25 | 39 | 16 | 35 | 9 | 20 | 13 | 31 | 213 | 646 | 1004 | 471 | 783 | 395 | 605 | 319 | 919 | 45.3 | 38 | 38.6 | 33.3 | 44.3 | 22.6 | 33.7 | 41.2 | 33.9
10 to 19 | Q | 28 | 70 | 18 | 55 | 15 | 30 | 19 | 46 | Q | 844 | 1174 | 447 | 1077 | 325 | 853 | 483 | 1376 | Q | 33.4 | 59.7 | 41.2 | 51.5 | 46.9 | 35.7 | 38.6 | 33.2
20 to 49 | Q | 44 | 92 | 25 | 48 | 16 | 43 | 26 | 61 | Q | 1045 | 2094 | 803 | 1531 | 813 | 1220 | 726 | 1989 | Q | 42.4 | 43.8 | 31.3 | 31.3 | 20 | 35.1 | 35.3 | 30.8
50 to 99 | Q | 68 | 89 | 16 | 57 | 23 | 21 | 13 | 42 | Q | 1443 | 1843 | 567 | 2539 | 540 | 1267 | 475 | 1308 | Q | 47.2 | 48.1 | 28.8 | 22.4 | 41.7 | 16.7 | 26.6 | 31.7
100 to 249 | 25 | 75 | 52 | 31 | 36 | 7 | 24 | 22 | 57 | 527 | 1671 | 1422 | 706 | 1969 | 358 | 672 | 585 | 969 | 48.3 | 44.7 | 36.9 | 43.3 | 18 | 18.5 | 36.2 | 37.3 | 59.3
250 or more | 21 | 95 | 77 | 15 | 39 | 18 | 32 | Q | 56 | 312 | 2180 | 1518 | 443 | 1193 | 392 | 853 | 646 | 1364 | 66.4 | 43.7 | 50.9 | 32.8 | 32.8 | 44.7 | 37.8 | 69.7 | 41.2
Weekly operating hours
Fewer than 40 | Q | 12 | 28 | 8 | Q | 6 | 11 | Q | 9 | Q | 411 | 828 | 380 | 340 | 363 | 539 | Q | 484 | Q | 30.1 | 33.9 | 21.2 | 26.2 | 16.1 | 19.5 | 33.9 | 19
40 to 48 | 6 | 38 | 64 | 19 | 27 | 13 | Q | 23 | 38 | 256 | 1197 | 1832 | 715 | 1519 | 829 | 1413 | 723 | 1475 | 24.9 | 31.5 | 34.8 | 26.8 | 17.8 | 15.5 | 16.8 | 32 | 26.1
49 to 60 | 13 | 60 | 90 | 31 | 48 | 16 | 31 | 29 | 43 | 521 | 1952 | 2468 | 1113 | 2632 | 632 | 1605 | 878 | 2203 | 24.5 | 30.5 | 36.5 | 27.7 | 18.3 | 24.7 | 19.4 | 33.4 | 19.5
61 to 84 | 27 | 87 | 115 | 29 | 63 | 15 | 37 | 14 | 72 | 694 | 1906 | 2301 | 842 | 1940 | 390 | 850 | 571 | 1999 | 39 | 45.9 | 49.9 | 34.5 | 32.2 | 39.7 | 43.1 | 23.8 | 35.8
85 to 167 | Q | 66 | 65 | 22 | 54 | 11 | 36 | 18 | 37 | Q | 1236 | 1185 | 612 | 1140 | Q | 572 | 360 | 981 | Q | 53.7 | 55.2 | 36.5 | 47 | Q | 63.4 | 49 | 38.1
Open continuously | 30 | 116 | 119 | 36 | 97 | 40 | 63 | 66 | 120 | 386 | 2124 | 2175 | 572 | 2411 | 886 | 1501 | 947 | 1824 | 77.9 | 54.6 | 54.9 | 62.3 | 40.4 | 44.9 | 42.1 | 69.8 | 65.9
Ownership and occupancy
Nongovernment owned | 86 | 272 | 368 | 106 | 243 | 73 | 156 | 129 | 271 | 1711 | 6805 | 7865 | 3174 | 7732 | 2372 | 4499 | 2747 | 7576 | 50.4 | 39.9 | 46.8 | 33.4 | 31.4 | 31 | 34.6 | 47 | 35.8
Owner occupied | 28 | 143 | 198 | 67 | 112 | 46 | 69 | 79 | 127 | 601 | 3185 | 3945 | 1757 | 3144 | 1270 | 2364 | 1226 | 3050 | 45.8 | 44.9 | 50.1 | 38.3 | 35.5 | 36 | 29.3 | 64.3 | 41.7
Leased to tenant(s) | 30 | 101 | 113 | 27 | 106 | 19 | 71 | 33 | 119 | 661 | 2643 | 2714 | 954 | 3411 | 883 | 1635 | 1070 | 3389 | 44.8 | 38.1 | 41.8 | 27.8 | 31.1 | 21.5 | 43.3 | 31.2 | 35.1
Owner occupied and leased | 29 | 27 | 56 | 11 | 25 | 9 | 15 | 17 | 24 | 421 | 945 | 1127 | 419 | 1169 | 207 | 484 | 452 | 1030 | 69 | 28.9 | 49.3 | 27.5 | 21.7 | 41.7 | 32 | 37.5 | 22.9
Unoccupied | Q | Q | Q | Q | Q | Q | Q | N | Q | Q | Q | Q | Q | Q | Q | Q | N | Q | Q | Q | Q | Q | Q | Q | Q | N | Q
Government owned | 22 | 108 | 114 | 39 | 55 | 28 | 46 | 30 | 49 | 530 | 2022 | 2924 | 1061 | 2253 | 1064 | 1981 | 1019 | 1390 | 40.9 | 53.3 | 38.9 | 36.7 | 24.3 | 25.9 | 23.1 | 29.8 | 35
Federal | N | Q | Q | Q | 7 | Q | Q | Q | Q | N | Q | Q | Q | 280 | Q | Q | Q | Q | N | Q | Q | Q | 23.6 | Q | Q | Q | Q
State | Q | Q | 31 | Q | 13 | 16 | 13 | 10 | 17 | Q | 809 | 667 | Q | 345 | Q | 544 | 358 | 430 | Q | 71.7 | 46.6 | Q | 38.7 | 29.7 | 23.4 | 28.7 | 38.6
Local | 20 | 47 | 78 | 32 | 35 | 9 | 31 | 15 | 28 | 444 | 1154 | 2063 | 858 | 1628 | 434 | 1380 | 605 | 874 | 45.1 | 40.7 | 37.6 | 37.1 | 21.3 | 21.7 | 22.5 | 25.5 | 31.5
Party responsible for operation and maintenance of energy systems
Building owner | 88 | 309 | 423 | 127 | 222 | 85 | 165 | 139 | 248 | 1807 | 7541 | 9384 | 3695 | 7789 | 2874 | 5701 | 3254 | 7055 | 48.9 | 41 | 45.1 | 34.3 | 28.5 | 29.5 | 29 | 42.9 | 35.1
Business owner or tenant | 12 | 63 | 51 | 15 | 65 | 13 | 33 | Q | 64 | 347 | 1074 | 1153 | 420 | 1865 | Q | 717 | Q | 1765 | 33.2 | 58.4 | 44.3 | 34.9 | 34.9 | 29.8 | 46.6 | 40.9 | 36.2
Property management | Q | Q | Q | Q | Q | Q | Q | Q | Q | Q | Q | Q | Q | Q | Q | Q | Q | Q | Q | Q | Q | Q | Q | Q | Q | Q | Q
Other | Q | Q | Q | Q | Q | Q | Q | Q | Q | Q | Q | Q | Q | Q | Q | Q | Q | Q | Q | Q | Q | Q | Q | Q | Q | Q | Q
Provider of direct input on energy- related equipment purchases
Building owner | 91 | 315 | 431 | 132 | 234 | 88 | 165 | 149 | 263 | 1867 | 7629 | 9569 | 3877 | 8220 | 3008 | 5758 | 3442 | 7577 | 48.8 | 41.3 | 45.1 | 34.1 | 28.4 | 29.1 | 28.7 | 43.2 | 34.7
Business owner or tenant | Q | 51 | 38 | 10 | 52 | 9 | 29 | 10 | 51 | Q | 830 | 884 | 265 | 1449 | Q | 587 | 248 | 1229 | Q | 61.2 | 43.5 | 38.8 | 35.8 | Q | 48.7 | 38.7 | 41.6
Property management | Q | Q | Q | Q | Q | Q | Q | N | Q | Q | Q | Q | Q | Q | Q | Q | N | Q | Q | Q | Q | Q | Q | Q | Q | N | Q
Other | Q | Q | Q | Q | Q | Q | Q | Q | Q | Q | Q | Q | Q | Q | Q | Q | Q | Q | Q | Q | Q | Q | Q | Q | Q | Q | Q
Number of establishments
One | 54 | 275 | 316 | 101 | 197 | 76 | 145 | 113 | 213 | 1235 | 5598 | 7021 | 2758 | 5945 | 2223 | 4634 | 2313 | 5429 | 43.8 | 49.2 | 45 | 36.5 | 33.1 | 34 | 31.3 | 49.1 | 39.3
2 to 5 | 31 | 62 | 112 | 30 | 56 | 14 | 34 | 31 | 48 | 511 | 1694 | 2396 | 1062 | 2245 | 755 | 1184 | 912 | 1672 | 60.9 | 36.5 | 46.9 | 27.8 | 24.8 | 18.9 | 28.7 | 34.5 | 28.6
6 to 10 | Q | 12 | 20 | Q | 15 | Q | Q | Q | 26 | Q | 435 | 518 | Q | 552 | Q | Q | Q | 668 | Q | 27.6 | 38.6 | Q | 28 | Q | Q | Q | 38.7
11 to 20 | Q | 19 | 21 | Q | Q | Q | Q | Q | 18 | Q | 458 | 354 | Q | Q | Q | Q | Q | 478 | Q | 41.8 | 59.5 | Q | 31.4 | Q | Q | Q | 37.1
More than 20 | Q | 11 | 11 | Q | 11 | Q | Q | Q | 13 | Q | 610 | 420 | Q | 620 | Q | Q | Q | 593 | Q | 17.6 | 26.3 | Q | 17.2 | Q | Q | Q | 22.1
Currently unoccupied | Q | Q | Q | Q | Q | Q | Q | Q | Q | Q | Q | Q | Q | Q | Q | Q | Q | Q | Q | Q | Q | Q | Q | Q | Q | Q | Q
Predominant exterior wall material
Brick, stone, or stucco | 65 | 193 | 269 | 75 | 158 | 68 | 102 | 74 | 127 | 1351 | 4694 | 5371 | 2118 | 5076 | 1995 | 3416 | 1803 | 3175 | 48 | 41.1 | 50 | 35.3 | 31.2 | 34.2 | 29.8 | 41.1 | 40.1
Concrete (block or poured) | 18 | 99 | 108 | 26 | 87 | 17 | 50 | 30 | 87 | 423 | 2289 | 2684 | 695 | 2718 | 731 | 1369 | 923 | 2687 | 43.6 | 43.4 | 40.2 | 37.5 | 31.9 | 22.9 | 36.3 | 33 | 32.2
Concrete panels | Q | 26 | 47 | 16 | 24 | Q | 13 | Q | 29 | Q | 556 | 968 | 384 | 1055 | Q | 522 | Q | 1551 | Q | 46.7 | 48.2 | 41 | 22.4 | Q | 25.3 | Q | 18.8
Siding or shingles | Q | 13 | 29 | 7 | 8 | Q | 16 | Q | 37 | Q | 366 | 653 | 267 | 168 | Q | 201 | Q | 719 | Q | 35.8 | 44.5 | 27.9 | 49.1 | Q | Q | Q | 51.5
Metal panels | Q | Q | 18 | 21 | 15 | 8 | 19 | 11 | 10 | Q | 388 | 625 | 699 | 712 | 281 | 877 | 321 | 427 | Q | Q | 28.4 | 29.7 | 20.6 | 27 | 21.4 | 35.3 | 23.9
Window glass | Q | Q | Q | N | Q | Q | Q | Q | 13 | Q | Q | Q | N | Q | Q | Q | Q | 208 | Q | Q | Q | N | Q | Q | Q | Q | 60.8
Other | N | Q | Q | Q | Q | Q | Q | Q | Q | N | Q | Q | Q | Q | Q | Q | Q | Q | N | Q | Q | Q | Q | Q | Q | Q | Q
No one major type | Q | Q | Q | Q | Q | Q | Q | Q | Q | Q | Q | Q | Q | Q | Q | Q | Q | Q | Q | Q | Q | Q | Q | Q | Q | Q | Q
Predominant roof material
Metal surfacing | Q | 18 | 41 | 21 | 39 | 19 | 44 | 21 | 29 | Q | 683 | 1187 | 906 | 1258 | 683 | 1508 | 580 | 958 | Q | 26.7 | 34.3 | 23.6 | 31.2 | 27.3 | 28.9 | 36.4 | 30.2
Synthetic or rubber | 76 | 137 | 202 | 55 | 97 | 39 | 45 | 80 | 99 | 1385 | 3233 | 4463 | 1586 | 2958 | 1153 | 1393 | 1553 | 2067 | 55.1 | 42.3 | 45.3 | 34.5 | 32.7 | 33.7 | 32.3 | 51.5 | 48
Built-up | 11 | 126 | 110 | 41 | 74 | 24 | 65 | 29 | 87 | 305 | 2642 | 2519 | 918 | 3055 | 728 | 2144 | 871 | 2844 | 36.2 | 47.8 | 43.5 | 44.7 | 24.3 | 33.2 | 30.5 | 33.7 | 30.5
Slate or tile shingles | Q | 24 | 10 | Q | 14 | Q | 12 | Q | 34 | Q | 442 | 254 | Q | 699 | Q | 302 | Q | 686 | Q | 54.2 | 39.4 | Q | Q | Q | 40.4 | Q | 48.9
Wooden materials (including shingles) | Q | Q | Q | Q | Q | N | Q | Q | Q | Q | Q | Q | Q | Q | N | Q | Q | Q | Q | Q | Q | Q | Q | N | Q | Q | Q
Asphalt, fiberglass, or other shingles | 10 | 54 | 107 | 23 | 53 | 14 | 28 | 19 | 50 | 268 | 1427 | 2041 | 636 | 1649 | 647 | 945 | 576 | 1707 | 38.2 | 37.8 | 52.2 | 36.9 | 32.2 | 21.9 | 29.9 | 32.8 | 29.5
Concrete | Q | Q | Q | Q | Q | Q | Q | Q | 4 | Q | Q | Q | Q | Q | Q | Q | Q | 229 | Q | Q | Q | Q | Q | Q | Q | Q | 19.6
Other | Q | Q | Q | Q | Q | Q | N | Q | Q | Q | Q | Q | Q | Q | Q | N | Q | Q | Q | Q | Q | Q | Q | Q | N | Q | Q
No one major type | Q | Q | Q | Q | N | Q | Q | N | Q | Q | Q | Q | Q | N | Q | Q | N | Q | Q | Q | Q | Q | N | Q | Q | N | Q
Roof characteristics
Roof tilt
Flat | 73 | 284 | 293 | 94 | 187 | 62 | 122 | 80 | 224 | 1572 | 6328 | 6373 | 2460 | 6194 | 1662 | 3621 | 2042 | 5581 | 46.5 | 44.9 | 46.1 | 38.2 | 30.2 | 37.1 | 33.8 | 39 | 40.2
Shallow pitch | 23 | 52 | 100 | 33 | 64 | 21 | 53 | Q | 64 | 339 | 1117 | 2612 | 1235 | 2553 | 1002 | 2039 | 1253 | 2351 | 66.9 | 46.2 | 38.3 | 26.5 | 25.2 | 21.2 | 26.1 | 47.9 | 27.1
Steeper pitch | Q | 44 | 88 | 18 | 46 | 18 | 26 | 20 | 32 | 329 | 1382 | 1805 | 540 | 1238 | 773 | 820 | 471 | 1034 | 36.5 | 31.8 | 48.7 | 34 | 37.4 | 23.4 | 31.8 | 41.8 | 30.7
Cool roof | 18 | 109 | 113 | 30 | 67 | 37 | 51 | 36 | 126 | 427 | 1970 | 2337 | 859 | 2480 | 1107 | 1517 | 1122 | 2533 | 43.1 | 55.3 | 48.4 | 34.7 | 26.9 | 33.8 | 33.9 | 32.1 | 49.7
Renovations in buildings constructed before 2008 (more than one may apply)
Any type of renovation | 76 | 233 | 254 | 86 | 127 | 68 | 109 | 96 | 151 | 1517 | 5427 | 5758 | 2548 | 4501 | 2101 | 3317 | 1945 | 3830 | 50.1 | 42.8 | 44.1 | 33.7 | 28.3 | 32.2 | 33 | 49.3 | 39.5
Addition or annex | 30 | 68 | 101 | 40 | 55 | 32 | 39 | Q | 38 | 535 | 1413 | 2171 | 1166 | 1536 | 678 | 1084 | 824 | 696 | 55.3 | 48.2 | 46.6 | 34.6 | 36 | 47.4 | 36.3 | 64.4 | 54.5
Reduction in floorspace | Q | Q | Q | Q | 9 | Q | Q | Q | Q | Q | Q | Q | Q | 273 | Q | Q | Q | Q | Q | Q | Q | Q | 34.1 | Q | Q | Q | Q
Roof replacement | 47 | 144 | 141 | 55 | 59 | 43 | 58 | 38 | 78 | 804 | 3270 | 2932 | 1564 | 1916 | 1359 | 1749 | 945 | 1612 | 58.6 | 44.2 | 48.1 | 34.9 | 30.9 | 31.8 | 33 | 40.4 | 48.7
Exterior wall replacement | Q | 17 | 19 | 14 | 13 | Q | Q | Q | Q | Q | 554 | 525 | 356 | 551 | Q | 266 | Q | 565 | Q | 30.9 | 37 | 39.9 | 24.3 | Q | Q | Q | 41.4
Interior wall reconfiguration | 36 | 120 | 130 | 45 | 59 | 32 | 55 | Q | 84 | 983 | 3008 | 3008 | 1271 | 1964 | 886 | 1506 | 1227 | 2223 | 37.1 | 39.8 | 43.3 | 35.7 | 30.2 | 36.5 | 36.7 | 53.9 | 37.6
Window replacement | 31 | 63 | 73 | 28 | 36 | 23 | 39 | Q | 33 | 569 | 1793 | 1821 | 747 | 1378 | 476 | 705 | 718 | 1080 | 53.9 | 34.9 | 40.1 | 37.7 | 25.9 | 48.5 | 55.3 | 72.5 | 31
HVAC equipment upgrade | 45 | 171 | 164 | 53 | 85 | 50 | 73 | 74 | 107 | 1073 | 3927 | 4023 | 1451 | 2819 | 1206 | 2227 | 1385 | 2328 | 41.8 | 43.6 | 40.8 | 36.7 | 30 | 41.6 | 32.6 | 53.4 | 45.9
Lighting upgrade | 59 | 138 | 165 | 58 | 72 | 47 | 71 | 72 | 108 | 1076 | 3542 | 3625 | 1465 | 2661 | 1116 | 2053 | 1317 | 2443 | 55 | 38.9 | 45.5 | 39.8 | 27.1 | 42.3 | 34.6 | 54.5 | 44.1
Electrical upgrade | 35 | 103 | 100 | 42 | 52 | 26 | 46 | Q | 76 | 748 | 2407 | 2182 | 981 | 1627 | 734 | 1367 | 873 | 1455 | 47.3 | 43 | 45.8 | 42.8 | 31.8 | 36 | 33.3 | 65.9 | 51.9
Plumbing system upgrade | 37 | 94 | 89 | 32 | 45 | 33 | 48 | Q | 72 | 694 | 1985 | 2027 | 792 | 1418 | 618 | 1005 | 634 | 1378 | 52.8 | 47.4 | 43.8 | 40.3 | 32.1 | 53.1 | 47.5 | 83.1 | 52.4
Insulation upgrade | 15 | 46 | 45 | 22 | 21 | Q | 33 | Q | 30 | 437 | 941 | 1032 | 752 | 779 | Q | 614 | Q | 676 | 34.3 | 48.8 | 43.2 | 29.7 | 26.6 | Q | 53.9 | Q | 43.9
Fire, safety, or security upgrade | 43 | 108 | 103 | 39 | 58 | 36 | 52 | 35 | 81 | 879 | 2661 | 2333 | 805 | 1806 | 650 | 1646 | 831 | 1615 | 49 | 40.5 | 44 | 48.8 | 31.9 | 55.6 | 31.6 | 42.1 | 50.1
Structural upgrade | Q | 11 | 16 | 11 | 14 | Q | Q | Q | 27 | Q | 310 | 509 | 224 | 453 | Q | Q | Q | 547 | Q | 36 | 31.7 | 50 | 30.1 | Q | Q | Q | 50.1
Other | Q | Q | Q | Q | Q | Q | Q | Q | Q | Q | Q | Q | Q | Q | Q | Q | Q | Q | Q | Q | Q | Q | Q | Q | Q | Q | Q
No renovations | 30 | 126 | 195 | 50 | 134 | 32 | 82 | 55 | 134 | 654 | 2818 | 4493 | 1560 | 4436 | 1229 | 2656 | 1590 | 4523 | 45.5 | 44.7 | 43.5 | 31.9 | 30.2 | 26.1 | 30.8 | 34.6 | 29.7
Buildings constructed 2008 or later | Q | Q | 32 | Q | 36 | Q | 10 | Q | Q | Q | Q | 539 | Q | 1048 | Q | 507 | Q | 613 | Q | Q | 60.1 | Q | 34.7 | Q | 20.4 | Q | 55.9
Energy sources (more than one may apply)
Electricity | 108 | 379 | 482 | 145 | 298 | 101 | 202 | 159 | 320 | 2241 | 8827 | 10790 | 4236 | 9984 | 3436 | 6480 | 3766 | 8966 | 48.1 | 43 | 44.6 | 34.3 | 29.8 | 29.4 | 31.1 | 42.3 | 35.7
Natural gas | 108 | 379 | 482 | 145 | 298 | 101 | 202 | 159 | 320 | 2241 | 8827 | 10790 | 4236 | 9984 | 3436 | 6480 | 3766 | 8966 | 48.1 | 43 | 44.6 | 34.3 | 29.8 | 29.4 | 31.1 | 42.3 | 35.7
Fuel oil | 38 | 115 | 106 | 44 | 80 | 26 | 50 | Q | 88 | 558 | 2950 | 2036 | 1035 | 2732 | 574 | 1150 | 916 | 1713 | 68.6 | 39.1 | 52.2 | 42.9 | 29.2 | 45.2 | 43.7 | 65.6 | 51.1
District heat | Q | Q | Q | Q | 4 | Q | Q | Q | Q | Q | 897 | 220 | Q | Q | Q | 124 | Q | 225 | Q | Q | 18.2 | Q | Q | Q | Q | Q | Q
District chilled water | Q | Q | 5 | Q | 7 | Q | Q | Q | Q | Q | Q | 220 | Q | Q | Q | 244 | Q | 186 | Q | Q | 20.8 | Q | Q | Q | Q | Q | 133.9
Propane | Q | 13 | 32 | Q | 10 | Q | Q | Q | 17 | Q | 419 | 555 | Q | 419 | Q | Q | Q | 587 | Q | 30.4 | 57.5 | Q | 24.6 | Q | Q | Q | 29.4
Other | Q | Q | 15 | Q | Q | Q | Q | 9 | Q | Q | 598 | 439 | Q | Q | Q | Q | 305 | 425 | Q | 48.4 | 33.4 | Q | Q | Q | Q | 28 | 57.9
Space-heating energy sources
Natural gas | 103 | 337 | 473 | 141 | 227 | 92 | 164 | 119 | 267 | 1990 | 7362 | 10122 | 3909 | 7309 | 2662 | 5467 | 3180 | 7509 | 51.7 | 45.8 | 46.7 | 36.1 | 31 | 34.6 | 30 | 37.6 | 35.5
Natural gas main | 98 | 318 | 453 | 131 | 183 | 80 | 132 | 106 | 223 | 1811 | 6555 | 9587 | 3497 | 5694 | 2067 | 4551 | 2893 | 6333 | 54.3 | 48.6 | 47.3 | 37.5 | 32.2 | 38.7 | 29.1 | 36.6 | 35.3
Natural gas secondary | Q | 19 | 19 | 10 | 43 | 12 | 32 | 14 | 44 | Q | 806 | 535 | 412 | 1615 | 595 | 916 | 288 | 1176 | Q | 23 | 36.2 | 24.3 | 26.7 | 20.3 | 34.8 | 47.7 | 37.1
Other excluding natural gas | 5 | Q | 9 | 4 | 61 | 9 | 36 | Q | 41 | 251 | 1458 | 645 | 326 | 2405 | 773 | 929 | 582 | 1250 | 20 | Q | 13.7 | 11.8 | 25.4 | 11.6 | 39 | Q | 32.9
Buildings without heating | N | 2 | (*) | N | 10 | (*) | Q | Q | Q | N | 7 | 23 | N | 270 | 2 | Q | Q | Q | N | 214.2 | 10.1 | N | 36.3 | 25.8 | Q | Q | Q
Primary space-heating energy source
Electricity | Q | 21 | 25 | 11 | 99 | 18 | 59 | 23 | 65 | Q | 1007 | 934 | 451 | 3456 | 1096 | 1719 | 512 | 2143 | Q | 21.4 | 26.4 | 23.9 | 28.7 | 16.2 | 34.3 | 45.3 | 30.4
Natural gas | 98 | 318 | 453 | 131 | 183 | 80 | 132 | 106 | 223 | 1811 | 6555 | 9587 | 3497 | 5694 | 2067 | 4551 | 2893 | 6333 | 54.3 | 48.6 | 47.3 | 37.5 | 32.2 | 38.7 | 29.1 | 36.6 | 35.3
Fuel oil | Q | 4 | N | N | 1 | (*) | N | N | 1 | Q | 336 | N | N | 9 | 25 | N | N | 6 | Q | Q | N | N | 116 | 9.5 | N | N | 165.1
District heat | Q | Q | Q | Q | 4 | Q | Q | Q | Q | Q | 870 | 205 | Q | Q | Q | 124 | Q | 208 | Q | Q | Q | Q | Q | Q | Q | Q | Q
Propane | Q | Q | N | Q | N | N | Q | N | Q | Q | Q | N | Q | N | N | Q | N | Q | Q | Q | N | Q | N | N | Q | N | Q
Other | Q | Q | Q | Q | Q | Q | N | 1 | (*) | Q | Q | Q | Q | Q | Q | N | 35 | 40 | Q | Q | Q | Q | Q | Q | N | 16.5 | 9.9
Cooling energy sources
Natural gas | Q | 20 | Q | Q | Q | Q | Q | Q | Q | Q | 216 | Q | Q | Q | Q | Q | Q | Q | Q | 93.6 | Q | Q | Q | Q | Q | Q | Q
Other excluding natural gas | 98 | 344 | 448 | 141 | 292 | 99 | 199 | 152 | 295 | 2071 | 8223 | 10148 | 4085 | 9807 | 3364 | 6400 | 3558 | 8511 | 47.2 | 41.9 | 44.2 | 34.5 | 29.7 | 29.5 | 31.1 | 42.7 | 34.7
Buildings without cooling | Q | 15 | 15 | 4 | Q | Q | Q | Q | 21 | Q | 387 | 425 | 146 | Q | Q | Q | Q | 417 | Q | 38.2 | 35.5 | 25.3 | Q | Q | Q | Q | 50.9
Water-heating energy sources
Natural gas | 90 | 320 | 400 | 112 | 219 | 79 | 158 | 106 | 244 | 1492 | 6042 | 7910 | 2705 | 5651 | 2103 | 4504 | 2665 | 6452 | 60 | 53 | 50.6 | 41.2 | 38.8 | 37.7 | 35.1 | 39.9 | 37.8
Other excluding natural gas | 17 | 57 | 78 | 31 | 69 | 21 | 40 | Q | 70 | 684 | 2676 | 2716 | 1386 | 3860 | 1228 | 1783 | 963 | 2200 | 25.5 | 21.2 | 28.6 | 22.2 | 17.8 | 16.8 | 22.4 | Q | 31.8
Buildings without water heating | Q | Q | 4 | Q | Q | Q | 4 | Q | 6 | Q | Q | 163 | Q | Q | Q | 193 | Q | 314 | Q | Q | 22.5 | Q | Q | Q | 19.7 | Q | 19.7
Cooking energy sources
Natural gas | 52 | 229 | 231 | 64 | 185 | 58 | 114 | 91 | 183 | 1015 | 4341 | 4293 | 1349 | 4427 | 1487 | 2658 | 1694 | 3506 | 51.4 | 52.8 | 53.7 | 47.4 | 41.9 | 39 | 43 | 53.6 | 52.1
Other excluding natural gas | Q | 27 | 53 | 25 | 22 | 11 | 17 | 12 | 27 | Q | 935 | 1316 | 602 | 1145 | 344 | 586 | 408 | 743 | Q | 28.9 | 40.3 | 41 | 19.4 | 33.2 | 28.7 | 30.2 | 36.8
Buildings without cooking | 50 | 123 | 198 | 56 | 90 | 32 | 71 | 56 | 109 | 1049 | 3550 | 5181 | 2284 | 4412 | 1605 | 3237 | 1664 | 4716 | 48.1 | 34.6 | 38.2 | 24.7 | 20.4 | 19.7 | 21.8 | 33.8 | 23.2
Energy end uses (more than one may apply)
Buildings with space heating | 108 | 378 | 481 | 145 | 288 | 101 | 200 | 159 | 308 | 2241 | 8819 | 10767 | 4236 | 9714 | 3434 | 6396 | 3763 | 8759 | 48.1 | 42.8 | 44.7 | 34.3 | 29.6 | 29.4 | 31.3 | 42.4 | 35.2
Buildings with cooling | 105 | 365 | 466 | 141 | 295 | 101 | 200 | 154 | 298 | 2160 | 8439 | 10364 | 4089 | 9861 | 3418 | 6409 | 3609 | 8548 | 48.6 | 43.2 | 45 | 34.6 | 29.9 | 29.5 | 31.2 | 42.7 | 34.9
Buildings with water heating | 107 | 377 | 478 | 142 | 288 | 100 | 198 | 152 | 313 | 2176 | 8718 | 10626 | 4090 | 9511 | 3331 | 6288 | 3628 | 8651 | 49.2 | 43.2 | 45 | 34.8 | 30.3 | 30 | 31.5 | 42 | 36.2
Buildings with cooking | 57 | 256 | 284 | 89 | 208 | 69 | 131 | 103 | 210 | 1192 | 5276 | 5609 | 1951 | 5573 | 1831 | 3244 | 2102 | 4249 | 48.2 | 48.6 | 50.6 | 45.4 | 37.2 | 37.9 | 40.4 | 49.1 | 49.5
Buildings with manufacturing | Q | 15 | 18 | 10 | 9 | Q | 22 | Q | 13 | Q | 462 | 657 | 351 | 561 | Q | 571 | Q | 586 | Q | 33.2 | 28 | 29.5 | 15.5 | Q | 38.6 | Q | 23
Buildings with electricity generation | 59 | 182 | 154 | 49 | 104 | 38 | 55 | 77 | 117 | 918 | 3941 | 3510 | 1247 | 4207 | 832 | 1582 | 1420 | 2614 | 63.9 | 46.1 | 43.9 | 39.3 | 24.7 | 45.6 | 34.5 | 54.4 | 44.8
Percent of floorspace heated
Not heated | N | Q | Q | N | Q | Q | Q | Q | Q | N | Q | Q | N | 270 | Q | Q | Q | Q | N | Q | Q | N | 36.3 | Q | Q | Q | Q
1 to 50 | Q | 13 | 10 | 4 | 20 | 7 | 8 | 9 | 45 | Q | 508 | 503 | 392 | 974 | 308 | 619 | 271 | 2043 | Q | 26 | 19.2 | 10.1 | 20.1 | Q | 13.6 | 33.7 | 22.1
51 to 99 | 40 | 62 | 68 | 18 | 73 | 20 | 61 | 14 | 77 | 444 | 1651 | 1478 | 476 | 2212 | 867 | 1255 | 564 | 2202 | 91.1 | 37.5 | 45.8 | 38.3 | 32.9 | 22.6 | 48.4 | 25.2 | 34.8
100 | 64 | 303 | 404 | 123 | 196 | 74 | 131 | 136 | 186 | 1701 | 6660 | 8786 | 3368 | 6528 | 2259 | 4522 | 2927 | 4514 | 37.4 | 45.4 | 46 | 36.5 | 30 | 32.9 | 29 | 46.5 | 41.3
Percent of floorspace cooled
Not cooled | Q | 15 | 15 | 4 | Q | Q | Q | Q | 21 | Q | 387 | 425 | 146 | Q | Q | Q | Q | 417 | Q | 38.2 | 35.5 | 25.3 | Q | Q | Q | Q | 50.9
1 to 50 | 36 | 74 | 123 | 26 | 37 | 13 | 20 | 20 | 59 | 615 | 2089 | 3006 | 1201 | 1601 | 743 | 1139 | 540 | 2097 | 58 | 35.3 | 41 | 21.9 | 23.1 | 18.1 | 17.8 | 36.3 | 28.1
51 to 99 | 39 | 140 | 144 | 30 | 90 | 31 | 51 | 28 | 98 | 722 | 2978 | 3188 | 901 | 2960 | 1215 | 1489 | 907 | 2746 | 53.6 | 47.1 | 45.3 | 33.5 | 30.5 | 25.3 | 34 | 31 | 35.6
100 | 31 | 151 | 199 | 85 | 168 | 57 | 129 | 106 | 142 | 823 | 3372 | 4171 | 1987 | 5301 | 1460 | 3780 | 2163 | 3706 | 37.1 | 44.7 | 47.7 | 42.7 | 31.6 | 38.8 | 34.1 | 49.1 | 38.2
Heating equipment (more than one may apply)
Heat pumps | 13 | 31 | 20 | 7 | 64 | 11 | 29 | 10 | 58 | 291 | 803 | 493 | 279 | 2640 | 492 | 931 | 333 | 1298 | 43 | 38.7 | 39.7 | 23.9 | 24.1 | 21.8 | 30.7 | 31.6 | 44.8
Furnaces | Q | 27 | 70 | 14 | 32 | 15 | 25 | 15 | 31 | Q | 812 | 1615 | 480 | 928 | 434 | 1117 | 533 | 851 | Q | 32.8 | 43.3 | 29.4 | 34.8 | 35.5 | 22.4 | 27.7 | 36.8
Individual space heaters | 43 | 92 | 129 | 47 | 51 | 26 | 46 | 39 | 59 | 830 | 2698 | 3361 | 1473 | 2322 | 922 | 1373 | 1011 | 1818 | 51.8 | 34.1 | 38.2 | 31.8 | 21.9 | 28.5 | 33.7 | 38.9 | 32.4
District heat | Q | Q | Q | Q | 4 | Q | Q | Q | Q | Q | 897 | 220 | Q | Q | Q | 124 | Q | 208 | Q | Q | 18.2 | Q | Q | Q | Q | Q | Q
Boilers | 67 | 217 | 244 | 62 | 101 | 38 | 59 | 54 | 118 | 1038 | 4149 | 4787 | 1396 | 2879 | 1034 | 1398 | 1070 | 2269 | 64.2 | 52.3 | 50.9 | 44.7 | 35.1 | 36.8 | 42.4 | 50.3 | 52.2
Packaged heating units | 58 | 183 | 299 | 92 | 189 | 72 | 140 | 87 | 208 | 1359 | 4721 | 6585 | 2809 | 6570 | 2439 | 4502 | 2405 | 6178 | 42.4 | 38.8 | 45.3 | 32.9 | 28.7 | 29.3 | 31.2 | 36 | 33.7
Other | Q | Q | Q | Q | Q | Q | Q | Q | Q | Q | Q | Q | Q | Q | Q | Q | Q | Q | Q | Q | Q | Q | Q | Q | Q | Q | Q
Cooling equipment (more than one may apply)
Residential-type central air conditioners | 10 | 54 | 113 | 33 | 44 | 19 | 44 | 19 | 69 | 240 | 1074 | 2760 | 1084 | 1114 | 662 | 1479 | 532 | 1558 | 40.2 | 50.4 | 41.1 | 30.8 | 39.5 | 29.1 | 29.9 | 35.1 | 44.4
Heat pumps | 13 | 32 | 22 | 6 | 77 | 8 | 31 | 12 | 51 | 309 | 884 | 458 | 252 | 2765 | 461 | 1073 | 410 | 1407 | 41 | 35.7 | 47.8 | 25.6 | 27.9 | 17.5 | 28.5 | 28.2 | 35.9
Individual air conditioners | 43 | 103 | 71 | 20 | 47 | 22 | 15 | 19 | 25 | 581 | 2256 | 1660 | 560 | 1636 | 644 | 607 | 513 | 681 | 73.2 | 45.6 | 42.5 | 35.9 | 28.8 | 34.7 | 25.2 | 37.6 | 37
District chilled water | Q | Q | 5 | Q | 7 | Q | Q | Q | Q | Q | Q | 220 | Q | Q | Q | 244 | Q | 186 | Q | Q | 20.8 | Q | Q | Q | Q | Q | 133.9
Central chillers | 31 | 97 | 142 | 43 | 86 | 31 | 52 | 35 | 66 | 511 | 2228 | 3021 | 765 | 2820 | 749 | 1351 | 795 | 1504 | 59.9 | 43.7 | 47.2 | 55.9 | 30.6 | 41.3 | 38.4 | 44.2 | 44.1
Packaged air conditioning units | 73 | 200 | 299 | 80 | 185 | 65 | 120 | 73 | 192 | 1399 | 5388 | 6192 | 2423 | 6065 | 2170 | 3827 | 1955 | 5499 | 52 | 37 | 48.2 | 33 | 30.5 | 30.1 | 31.2 | 37.5 | 34.8
Swamp coolers | N | 3 | 6 | N | 5 | N | Q | 24 | 28 | N | 18 | 74 | N | 129 | N | Q | 571 | 533 | N | 184.1 | 81.3 | N | 39.1 | N | Q | 41.9 | 51.9
Other | Q | Q | Q | Q | Q | N | Q | Q | Q | Q | Q | Q | Q | Q | N | Q | Q | Q | Q | Q | Q | Q | Q | N | Q | Q | Q
Main equipment replaced since 1990 (more than one may apply)
Heating | 33 | 142 | 170 | 61 | 103 | 47 | 84 | 44 | 89 | 919 | 3140 | 3901 | 1942 | 3318 | 1310 | 2353 | 1160 | 3014 | 36.2 | 45.1 | 43.5 | 31.5 | 30.9 | 35.6 | 35.5 | 37.6 | 29.4
Cooling | 36 | 158 | 199 | 68 | 116 | 51 | 90 | 52 | 91 | 942 | 3877 | 4336 | 1967 | 3882 | 1407 | 2491 | 1253 | 2938 | 38.2 | 40.8 | 45.9 | 34.4 | 29.8 | 36.2 | 36.2 | 41.1 | 31
Water-heating equipment
Centralized system | 50 | 264 | 324 | 103 | 178 | 64 | 127 | 99 | 170 | 1306 | 5455 | 6813 | 2676 | 5148 | 1869 | 3747 | 2081 | 4910 | 38.6 | 48.4 | 47.5 | 38.3 | 34.6 | 34.3 | 33.9 | 47.7 | 34.6
Distributed system | Q | 38 | 56 | 12 | 25 | 4 | 24 | 18 | 51 | Q | 1343 | 1502 | 552 | 1282 | 300 | 993 | 553 | 1355 | Q | 28.4 | 37.2 | 20.9 | 19.7 | 13.4 | 24.2 | 32.5 | 37.6
Combination of centralized and distributed system | 34 | 74 | 98 | 28 | 85 | 32 | 47 | 35 | 92 | 539 | 1919 | 2311 | 863 | 3082 | 1161 | 1548 | 994 | 2387 | 63 | 38.8 | 42.5 | 32.6 | 27.5 | 27.5 | 30.2 | 35.3 | 38.7
Food preparation or serving areas in non-food service buildings (more than one may apply)
Snack bar or concession stand | Q | 64 | 72 | 19 | 52 | 13 | 28 | Q | 45 | Q | 1354 | 1452 | 498 | 1735 | 277 | 713 | 679 | 1048 | Q | 47.6 | 49.3 | 37.9 | 30.1 | 47.1 | 39.5 | 72.2 | 43.4
Fast food or small restaurant | Q | 57 | 59 | 20 | 62 | 16 | 34 | Q | 58 | Q | 1263 | 1154 | 394 | 1733 | 520 | 720 | 794 | 1505 | Q | 45 | 51 | 51.3 | 35.5 | 30.9 | 47.3 | Q | 38.5
Cafeteria or large restaurant | 27 | 121 | 107 | 36 | 81 | 29 | 48 | Q | 71 | 535 | 2458 | 2336 | 781 | 2799 | 591 | 1545 | 785 | 1213 | 50.1 | 49.4 | 45.7 | 46.5 | 29 | 49.5 | 30.9 | 66.6 | 58.4
Commercial kitchen/ food preparation area | 37 | 127 | 140 | 38 | 93 | 30 | 46 | Q | 85 | 696 | 2029 | 2853 | 803 | 3095 | 615 | 1392 | 949 | 1649 | 52.9 | 62.5 | 49.1 | 47.7 | 30 | 48.7 | 33 | 64.6 | 51.3
Small kitchen area | 16 | 79 | 90 | 34 | 49 | 21 | 23 | Q | 37 | 368 | 2062 | 2120 | 928 | 1520 | 848 | 1000 | 773 | 1265 | 43.9 | 38.3 | 42.6 | 36.5 | 32.2 | 24.4 | 23.2 | Q | 29.4
HVAC conservation features (more than one may apply)
Economizer cycle | 52 | 211 | 218 | 72 | 99 | 32 | 66 | 84 | 157 | 1032 | 4618 | 4910 | 1921 | 3549 | 779 | 2057 | 1796 | 4022 | 50.2 | 45.6 | 44.5 | 37.3 | 27.9 | 41.4 | 32.2 | 46.7 | 39
Regular HVAC maintenance | 101 | 341 | 439 | 122 | 261 | 81 | 172 | 141 | 285 | 2003 | 7844 | 9446 | 3472 | 8810 | 2579 | 5446 | 3290 | 7801 | 50.5 | 43.4 | 46.4 | 35.3 | 29.6 | 31.3 | 31.6 | 42.8 | 36.5
Building automation system (BAS)2 | 62 | 184 | 216 | 69 | 134 | 39 | 101 | 84 | 184 | 1208 | 4277 | 4817 | 1750 | 5137 | 1497 | 3030 | 1876 | 4229 | 51.2 | 43 | 44.8 | 39.5 | 26.1 | 26.4 | 33.4 | 44.8 | 43.5
Window and interior lighting features (more than one may apply)
Multipaned windows | 98 | 281 | 407 | 130 | 232 | 77 | 137 | 130 | 217 | 1955 | 6509 | 8803 | 3761 | 7939 | 2479 | 4107 | 2965 | 5255 | 50.3 | 43.2 | 46.2 | 34.5 | 29.2 | 30.9 | 33.3 | 43.9 | 41.3
Tinted window glass | 47 | 205 | 252 | 79 | 182 | 62 | 131 | 97 | 204 | 1076 | 4109 | 5434 | 2099 | 6128 | 1860 | 4067 | 2080 | 5778 | 43.5 | 50 | 46.4 | 37.6 | 29.7 | 33.6 | 32.1 | 46.7 | 35.2
Reflective window glass | 12 | 83 | 111 | 35 | 69 | 22 | 32 | Q | 103 | 302 | 1510 | 2465 | 913 | 1879 | 606 | 1055 | 992 | 2328 | 40.5 | 55 | 45.1 | 38.8 | 36.6 | 37 | 30.3 | 60.5 | 44.1
External overhangs or awnings | 28 | 162 | 200 | 60 | 158 | 46 | 88 | 91 | 171 | 721 | 2704 | 3833 | 1745 | 4489 | 1381 | 2528 | 1830 | 3988 | 39.3 | 60 | 52.3 | 34.5 | 35.1 | 33.5 | 34.9 | 49.5 | 43
Skylights or atriums | 41 | 123 | 112 | 31 | 83 | 25 | 55 | Q | 127 | 1006 | 2292 | 2534 | 1081 | 3049 | 729 | 1487 | 1261 | 3305 | 40.9 | 53.5 | 44.4 | 28.5 | 27.2 | 33.9 | 37.2 | 53.4 | 38.3
Light scheduling | 59 | 154 | 206 | 45 | 107 | 28 | 80 | 73 | 155 | 1019 | 3766 | 4570 | 1196 | 3740 | 981 | 2155 | 1354 | 4330 | 57.4 | 40.9 | 45 | 37.7 | 28.5 | 28.6 | 36.9 | 53.7 | 35.7
Occupancy sensors | 82 | 189 | 231 | 56 | 126 | 30 | 74 | Q | 174 | 1474 | 4532 | 5106 | 1540 | 4604 | 1036 | 2349 | 1622 | 4710 | 55.7 | 41.8 | 45.2 | 36.5 | 27.4 | 29.1 | 31.3 | 48.3 | 37
Multi-level lighting or dimming | 25 | 73 | 106 | 28 | 93 | 26 | 30 | Q | 118 | 474 | 1493 | 1972 | 635 | 2385 | 701 | 838 | 1073 | 2132 | 52.3 | 48.6 | 53.6 | 44 | 39.2 | 37.2 | 35.9 | 56.6 | 55.4
Daylight harvesting | Q | 38 | 38 | 10 | 22 | Q | 10 | 15 | 41 | Q | 654 | 987 | 323 | 644 | Q | 499 | 433 | 935 | Q | 58.3 | 38.3 | 29.7 | 34.3 | Q | 19.9 | 35.3 | 44.1
Demand responsive lighting | Q | 22 | 22 | 9 | 31 | Q | Q | Q | 27 | Q | 405 | 491 | 387 | 882 | Q | Q | Q | 1103 | Q | 54.6 | 44.1 | 24.2 | 34.9 | Q | Q | Q | 24.3
Building automation system (BAS) for lighting2 | 24 | 66 | 64 | 22 | 43 | 8 | 19 | 18 | 61 | 409 | 1415 | 1555 | 570 | 1767 | 323 | 901 | 624 | 1838 | 57.6 | 47 | 41.3 | 38.7 | 24.3 | 26.1 | 21.4 | 29.6 | 33.4
Equipment usage reduced when building not in full use (more than one may apply)
Heating | 74 | 310 | 390 | 109 | 217 | 63 | 142 | 104 | 226 | 1869 | 7326 | 8751 | 3235 | 7783 | 2649 | 4952 | 2952 | 7300 | 39.7 | 42.4 | 44.5 | 33.6 | 27.9 | 23.7 | 28.6 | 35.2 | 30.9
Cooling | 81 | 298 | 369 | 106 | 227 | 64 | 140 | 96 | 224 | 1813 | 7042 | 8263 | 3131 | 8092 | 2650 | 4893 | 2726 | 7118 | 44.5 | 42.3 | 44.6 | 33.7 | 28 | 24.3 | 28.5 | 35.2 | 31.5
Lighting | 107 | 350 | 455 | 139 | 275 | 98 | 179 | 153 | 296 | 2193 | 8217 | 10107 | 4047 | 9350 | 3154 | 6034 | 3641 | 8289 | 49 | 42.6 | 45 | 34.4 | 29.4 | 31.2 | 29.7 | 42.1 | 35.7
Annual consumption (hundred cubic feet)
1,000 or less | 1 | 4 | 11 | 6 | 5 | 5 | 7 | 4 | 8 | 209 | 476 | 789 | 455 | 1359 | 558 | 1161 | 306 | 1638 | 5.5 | 8.7 | 13.4 | 12.4 | 3.7 | 8.6 | 6.3 | 13.3 | 5.2
1,001 to 5,000 | 12 | 37 | 56 | 27 | 36 | 15 | 32 | 23 | 37 | 578 | 1546 | 2121 | 1097 | 2387 | 848 | 1697 | 893 | 2168 | 20.5 | 23.8 | 26.2 | 24.5 | 15.2 | 17.4 | 19.1 | 26.1 | 17.2
5,001 to 10,000 | Q | 36 | 45 | 16 | 40 | 14 | 27 | 17 | 31 | Q | 1300 | 1264 | 473 | 1432 | 710 | 1222 | 389 | 1018 | Q | 27.4 | 35.3 | 33.1 | 27.7 | 20.3 | 22.1 | 42.6 | 30.2
10,001 to 25,000 | 13 | 52 | 93 | 36 | 84 | 15 | 42 | 31 | 81 | 276 | 1556 | 2159 | 1034 | 2073 | 573 | 1036 | 788 | 1662 | 47.9 | 33.3 | 43.3 | 34.4 | 40.7 | 26.3 | 40.5 | 39.4 | 49
25,001 to 50,000 | Q | 63 | 83 | 12 | 44 | 15 | 23 | 17 | 39 | Q | 1361 | 1586 | 310 | 1169 | 342 | 627 | 434 | 1033 | Q | 46.1 | 52.3 | 37.6 | 37.7 | 43.3 | 36.3 | 38.6 | 37.6
50,001 to 100,000 | Q | 53 | 62 | 22 | 35 | Q | Q | 13 | 38 | Q | 1075 | 1218 | 450 | 870 | Q | Q | 350 | 574 | Q | 49 | 50.7 | 49.9 | 39.7 | Q | Q | 36.8 | 65.5
Over 100,000 | 45 | 136 | 133 | 27 | 54 | 27 | 45 | Q | 85 | 391 | 1513 | 1653 | 418 | 694 | 220 | 494 | Q | 873 | 114 | 89.6 | 80.2 | 65.3 | 77.4 | 121.6 | 91 | 90.5 | 97.8
1These climate regions were created by the Building America program, sponsored by the U.S. Department of Energy’s Office of Energy Efficiency and Renewable Energy (EERE). 2In earlier CBECS publications, BAS was referred to as Energy Management and Control System (EMCS). Q = Data withheld either because the Relative Standard Error (RSE) was greater than 50 percent or fewer than 20 buildings were sampled. N = No cases in reporting sample. (*) = Value rounds to zero in the units displayed. Notes: ● Because of rounding, data may not sum to totals. ● See the Guide to the 2012 CBECS Detailed Tables or CBECS Terminology for definitions of terms used in these tables and/or comparison of differences with prior CBECS tables. Both references can be accessed from http://www.eia.gov/consumption/commercial/data/2012/ ● Statistics for the Energy end uses category represent total consumption in buildings that have the end use, not consumption specifically for that particular end use. ● HVAC = Heating, ventilation, and air conditioning. Source: U.S. Energy Information Administration, Office of Energy Consumption and Efficiency Statistics, Forms EIA-871A and C of the 2012 Commercial Buildings Energy Consumption Survey.

## Readme
Existing Building Performance Standards Workbook
Carbon Neutral Cities Alliance
This tool, along with the accompanying report, provides an approach and calculations estimating technically achievable building energy performance targets that can be used to define standards of performance needed by cities to reach Zero Net Carbon (ZNC) goals.
Each core city (Seattle, New York City, Santa Monica, and Washington, DC) has a tab. There is also a blank tab for additional cities to have performance standards calculated.
Energy data by typology is not required to generate performance standards. However, the energy data available can be used to adjust baselines for the buildilng types, helping to correct for city-specific factors.
Spreadsheet tool user guide
The workbook is set up so that each core city has a tab with the most relevant inputs and outputs. On each city tab is a section for high-level city information and building energy data, if available.
The ‘City Template’ tab can be used to generate performance targets in other cities. If benchmarking data is available, it can be entered in the ‘Input Site EUI Data’ section as the median electricity and gas (or other combustion or delivered energy types) per building type, as well as with the count of buildings used to generate those medians. If insufficient samples of each building type are available, the tool uses CBECS data as the baseline energy use intensity data.
The Building America Climate Zone is a drop-down menu, which can be entered by the user to set the climate region of the city. The selection sets the space heating and space cooling ratio multiplier that affects the end use estimation of each type of building.
The types of fuel are separated into end uses based on climate zone and typology using CBECS data. Major typologies have breakouts based on analysis of these types of buildings in the Core Cities.
Targets are generated as typology site EUI by applying reductions to each end use. Electricity end uses are reduced by 30% (can be a user variable). Gas end uses are reduced to account for minimized distribution inefficiencies. The Zero Net Carbon calculations assume gas equipment will be converted to equivalent end use capable electricity-driven equipment. Each end use has a different ratio applied based on the efficiency baseline and potential for equipment suited for that end use.
The total new end uses are added back up to generate a whole building site EUI, shown as the target for the median building in each typology. The results are displayed in the ‘Targets Table’ section for each city.
Instructions
Enter Building Population and Available Energy Data
Starting Points:
1) Property tax – level data. Count and floor area by space use type, but no energy data.
2) Benchmarking-level data. Whole building energy data by energy type (gas + electricity) by space use type, but not end-use specific information.
3) End-use – level data. Energy type data specific to each end use from audit or survey data.
Descriptions of building types are on the table on this Readme tab.
Starting Point 1: enter count and floor area by space use type into the respective columns. Select Building America Climate Zone and make any edits to the heating and electricity EUI savings estimates, if desired, or leave defaults. Targets are developed based on estimated end use proportions and energy type totals from CBECS information and climate adjustments.
Starting Point 2: enter count, floor area, and energy use medians for gas and electricity EUIs. To true up to median site EUI, the gas vs electricity split should be input by calculating median site EUI and percent of site energy represented by electricity, with gas being the remainder of the site EUI. Select Building America Climate Zone and make any edits to the heating and electricity EUI savings estimates, if desired, or leave defaults. Targets are developed based on estimated end use proportions mapped to energy type totals. | [9 empty] | Building Type Definitions | Description for this Analysis CBECS definitions: https://www.eia.gov/consumption/commercial/building-type-definitions.php
Starting Point 3: enter count, floor area, and energy use medians for gas and electricity EUIs. Select Building America Climate Zone and make any edits to the heating and electricity EUI savings estimates, if desired, or leave defaults. In the section below, replace default end use estimates with actual end use EUIs per end use. note that typology names can also be changed in the “Baseline” section of the sheet if the end use default estimates are not needed. | [9 empty] | Education | Buildings used for academic or technical classroom instruction, such as elementary, middle, or high schools, and classroom buildings on college or university campuses. Buildings on education campuses for which the main use is not classroom are included in the category relating to their use. For example, administration buildings are part of "Office," dormitories are "Lodging," and libraries are "Public Assembly."
Energy-specific GHG intensity coefficients: The GHG coefficient for natural gas is a fixed number as it does not change depending on location or type of use (assuming it is all burned in some way). The GHG coefficient for electricity is looked up from the table on this Readme tab. | Electricity GHG Coefficients for Core Cities | [8 empty] | Food Sales | Buildings used for retail or wholesale of food.
| City | Subregion | State | EPA BL Lb/kBTU | EPA NBL Lb/kBTU | Used in GHG Inventory [Lb/kBTU] | State-based | Today GHG kg/kBTU | ZNC GHG kg/kBTU | Food Service | Buildings used for preparation and sale of food and beverages for consumption.
| DC | RFCE | DC | 0.22336 | 0.42245 | 0.42245 | 0.14157 | 0.19159 | 0.0026956 | Health Care (Inpatient) | Buildings used as diagnostic and treatment facilities for inpatient care.
| NYC | NYCW | NYC | 0.18672 | 0.31151 | 0.16758 | 0.13654 | 0.076 | 0.0026956 | Health Care (Outpatient) | Buildings used as diagnostic and treatment facilities for outpatient care. Medical offices are included here if they use any type of diagnostic medical equipment (if they do not, they are categorized as an office building).
| Santa Mon | CAMX | CA | 0.1553 | 0.27714 | 0.1553 | 0.13308 | 0.070432 | 0.0026956 | Lodging | Buildings used to offer multiple accommodations for short-term or long-term residents, including skilled nursing and other residential care buildings.
Visual Guidance - 1 | Seattle | NWPP | WA | 0.19209 | 0.44953 | 0.0059438 | 0.055079 | 0.0026956 | 0.0026956 | Mercantile (Retail Other Than Mall) | Buildings used for the sale and display of goods other than food.
[10 empty] | Mercantile (Enclosed and Strip Malls) | Shopping malls comprised of multiple connected establishments.
[10 empty] | Office | Buildings used for general office space, professional office, or administrative offices. Medical offices are included here if they do not use any type of diagnostic medical equipment (if they do, they are categorized as an outpatient health care building).
[10 empty] | Public Assembly | Buildings in which people gather for social or recreational activities, whether in private or non-private meeting halls.
[10 empty] | Public Order and Safety | Buildings used for the preservation of law and order or public safety.
[10 empty] | Religious Worship | Buildings in which people gather for religious activities, (such as chapels, churches, mosques, synagogues, and temples).
[10 empty] | Service | Buildings in which some type of service is provided, other than food service or retail sales of goods
[10 empty] | Warehouse and Storage | Buildings used to store goods, manufactured products, merchandise, raw materials, or personal belongings (such as self-storage).
[10 empty] | Other | Buildings that are industrial or agricultural with some retail space; buildings having several different commercial activities that, together, comprise 50 percent or more of the floorspace, but whose largest single activity is agricultural, industrial/ manufacturing, or residential; and all other miscellaneous buildings that do not fit into any other category.
[10 empty] | Vacant | Buildings in which more floorspace was vacant than was used for any single commercial activity at the time of interview. Therefore, a vacant building may have some occupied floorspace.
[10 empty] | MF-Old-Tall | Multifamily - Pre-1980 construction, taller than 3 stories
[10 empty] | MF-New-Tall | Multifamily - Post-1979 construction, taller than 3 stories
[10 empty] | MF-Short | Multifamily - All ages, shorter than 4 stories
Visual Guidance - 2
Visual Guidance - 3
Visual Guidance - 4

## City Template
Blue cells are input cells
Enter City Name | City |  |  |  | Energy efficiency gains across all typologies for EE Standard | [17 empty] | GHG Coefficients | kgCO2e/kBTU
Building America Climate Zone | Very cold/Cold | Starting Point 1 |  | Electricity | 30% | [17 empty] | Natural Gas | 0.05311
Climate Approximated Core City Overwrite for specific Core City Used for major typology targets | NYC |  |  | Space Heating | 30% | [17 empty] | Electricity Baseline Average Annual | 0.076 | Annual average GHG coefficient - does NOT consider marginal dispatch or non-baseload
|  |  |  | Water Heating | 0% | [17 empty] | Electricity Interim | 0.038 | 50% lower than today
|  |  |  | Cooking | 0% | [17 empty] | Electricity ZNC - compatible | 0.0026956 | Effectively Carbon Neutral, once outside offsets are included. Default based on Seattle GHG inventory 2016.
Heat/Cool Load % Above EnerPHit (ZNC-comp red. Cons. Only) | 0% |  |  | Other | 0%
Input Site EUI Data - Starting Point 2 | kBTU/SF | kBTU/SF | Buildings | Buildings | SF
Paste in median gas and electricity site EUI per building type | [8 empty] | Baseline |  |  | Interim - EE Standard Target |  |  | ZNC - Standard Target |  |  | ZNC Reduced Consumption Target |  |  |  |  | City | Greenhouse Gas Intensity [kgCO2e/SF/yr] |  |  | Installation Cost Intensity for Retrofits [$/SF]
Primary Building Activity Default is CBECS types + Multifamily | Baseline Gas EUI | Baseline Elec EUI | Building Count | Covered Floor Area | Gas Heating? | Gas DHW? |  | City: Targets Table | Gas EUI | Elec EUI | Site EUI | Gas EUI | Elec EUI | Site EUI | Gas EUI | Elec EUI | Site EUI | Gas EUI | Elec EUI | Site EUI | Site EUI Trend (Lowest point highlighted) |  | GHG & Cost Impact | Baseline | Interim | ZNC compatible | Baseline BAU Cost | ZNC compatible systems | Increased cost for ZNC compatibility % above BAU | Carbon Abatement Cost [$/kgCO2e/yr] | Gas Reduction Cost [$/kBTU/SF]
MF-New-Tall |  |  |  |  | TRUE | TRUE |  | MF-New-Tall | 57.5817 | 14.4565 | 72.0382 | 46.353 | 10.1195 | 56.4725 | 0 | 27.2253 | 27.2253 | 0 | 22.7023 | 22.7023 |  |  | MF-New-Tall | 4.1569 | 2.8463 | 0.073388 | 7.3659 | 44.3294 | 501.8% | 9.052 | 0.79744 |  |  |  | 72.0382 | 56.4725 | 27.2253 | 22.7023
MF-Old-Tall |  |  |  |  | TRUE | TRUE |  | MF-Old-Tall | 67.1384 | 12.9501 | 80.0886 | 53.0427 | 9.0651 | 62.1078 | 0 | 28.3116 | 28.3116 | 0 | 20.9547 | 20.9547 |  |  | MF-Old-Tall | 4.5499 | 3.1616 | 0.076316 | 8.3141 | 54.1641 | 551.5% | 10.249 | 0.8644 |  |  |  | 80.0886 | 62.1078 | 28.3116 | 20.9547
MF-Short |  |  |  |  | TRUE | TRUE |  | MF-Short | 53.4938 | 14.864 | 68.3578 | 42.6919 | 10.4048 | 53.0967 | 0 | 26.1016 | 26.1016 | 0 | 21.2042 | 21.2042 |  |  | MF-Short | 3.9707 | 2.6627 | 0.070359 | 6.9481 | 42.252 | 508.1% | 9.0514 | 0.82695 |  |  |  | 68.3578 | 53.0967 | 26.1016 | 21.2042
Education |  |  |  |  | TRUE | TRUE |  | Education | 71.506 | 30.8578 | 102.3639 | 56.2732 | 21.6005 | 77.8737 | 0 | 45.8139 | 45.8139 | 0 | 37.608 | 37.608 |  |  | Education | 6.1429 | 3.8095 | 0.1235 | 13.2062 | 61.2584 | 363.9% | 7.9829 | 0.85391 |  |  |  | 102.3639 | 77.8737 | 45.8139 | 37.608
Food Sales |  |  |  |  | TRUE | TRUE |  | Food sales | 129.8102 | 146.9651 | 276.7752 | 106.2132 | 102.8755 | 209.0888 | 0 | 150.4467 | 150.4467 | 0 | 135.9957 | 135.9957 |  |  | Food sales | 18.0636 | 9.5503 | 0.40554 | 42.6222 | 114.9347 | 169.7% | 4.0952 | 0.68082 |  |  |  | 276.7752 | 209.0888 | 150.4467 | 135.9957
Food Service |  |  |  |  | TRUE | TRUE |  | Food service | 232.4193 | 82.8096 | 315.229 | 217.1138 | 57.9667 | 275.0805 | 0 | 170.9943 | 170.9943 | 0 | 162.7342 | 162.7342 |  |  | Food service | 18.6373 | 13.7336 | 0.46093 | 113.4391 | 161.6712 | 42.52% | 2.6536 | 0.22215 |  |  |  | 315.229 | 275.0805 | 170.9943 | 162.7342
Health care Inpatient |  |  |  |  | TRUE | TRUE |  | Health care Inpatient | 234.5992 | 86.2518 | 320.851 | 194.9336 | 60.3763 | 255.3099 | 0 | 152.4224 | 152.4224 | 0 | 125.9734 | 125.9734 |  |  | Health care Inpatient | 19.0147 | 12.6472 | 0.41087 | 56.4708 | 183.0297 | 224.1% | 6.8028 | 0.64924 |  |  |  | 320.851 | 255.3099 | 152.4224 | 125.9734
Health care Outpatient |  |  |  |  | TRUE | TRUE |  | Health care Outpatient | 87.5272 | 56.6012 | 144.1284 | 63.1125 | 39.6208 | 102.7333 | 0 | 60.3643 | 60.3643 | 0 | 45.3026 | 45.3026 |  |  | Health care Outpatient | 8.9503 | 4.8575 | 0.16272 | 8.7124 | 85.1635 | 877.5% | 8.6999 | 1.2113 |  |  |  | 144.1284 | 102.7333 | 60.3643 | 45.3026
Lodging |  |  |  |  | TRUE | TRUE |  | Lodging | 64.1126 | 40.1217 | 104.2343 | 57.0622 | 28.0852 | 85.1473 | 0 | 53.8209 | 53.8209 | 0 | 51.7246 | 51.7246 |  |  | Lodging | 6.4543 | 4.0978 | 0.14508 | 10.8872 | 36.5007 | 235.3% | 4.0597 | 0.44887 |  |  |  | 104.2343 | 85.1473 | 53.8209 | 51.7246
Mercantile Enclosed and strip malls |  |  |  |  | TRUE | TRUE |  | Mercantile Enclosed and strip malls | 83.6676 | 64.1892 | 147.8567 | 72.496 | 44.9324 | 117.4284 | 0 | 80.3912 | 80.3912 | 0 | 75.2177 | 75.2177 |  |  | Mercantile Enclosed and strip malls | 9.322 | 5.5577 | 0.2167 | 26.0828 | 61.9119 | 137.4% | 3.935 | 0.49422 |  |  |  | 147.8567 | 117.4284 | 80.3912 | 75.2177
Mercantile Retail (other than mall) |  |  |  |  | TRUE | TRUE |  | Mercantile Retail (other than mall) | 52.3455 | 45.1952 | 97.5406 | 40.3933 | 31.6366 | 72.0299 | 0 | 47.4429 | 47.4429 | 0 | 41.6866 | 41.6866 |  |  | Mercantile Retail (other than mall) | 6.2149 | 3.3475 | 0.12789 | 11.0258 | 48.2253 | 337.4% | 6.1113 | 0.92093 |  |  |  | 97.5406 | 72.0299 | 47.4429 | 41.6866
Office |  |  |  |  | TRUE | TRUE |  | Office | 69.1672 | 48.1952 | 117.3624 | 54.5365 | 33.7366 | 88.2731 | 0 | 59.4384 | 59.4384 | 0 | 51.6821 | 51.6821 |  |  | Office | 7.3363 | 4.1784 | 0.16022 | 14.1942 | 59.8376 | 321.6% | 6.3605 | 0.83693 |  |  |  | 117.3624 | 88.2731 | 59.4384 | 51.6821
Other |  |  |  |  | TRUE | TRUE |  | Other | 98.1184 | 88.0699 | 186.1883 | 69.784 | 61.6489 | 131.4329 | 0 | 84.3068 | 84.3068 | 0 | 70.5425 | 70.5425 |  |  | Other | 11.9044 | 6.0489 | 0.22726 | 9.752 | 98.0397 | 905.3% | 7.5607 | 1.2652 |  |  |  | 186.1883 | 131.4329 | 84.3068 | 70.5425
Public Assembly |  |  |  |  | TRUE | TRUE |  | Public assembly | 88.6998 | 36.7361 | 125.4359 | 67.9604 | 25.7153 | 93.6757 | 0 | 54.424 | 54.424 | 0 | 42.1066 | 42.1066 |  |  | Public assembly | 7.5028 | 4.5866 | 0.1467 | 18.8326 | 82.8764 | 340.1% | 8.7062 | 0.94237 |  |  |  | 125.4359 | 93.6757 | 54.424 | 42.1066
Public order and safety |  |  |  |  | TRUE | TRUE |  | Public order and safety | 80.0811 | 40.0771 | 120.1582 | 66.1989 | 28.054 | 94.2528 | 0 | 53.2004 | 53.2004 | 0 | 46.003 | 46.003 |  |  | Public order and safety | 7.299 | 4.5819 | 0.14341 | 11.2087 | 57.739 | 415.1% | 6.5027 | 0.70289 |  |  |  | 120.1582 | 94.2528 | 53.2004 | 46.003
Religious Worship |  |  |  |  | TRUE | TRUE |  | Religious worship | 59.0701 | 14.3819 | 73.452 | 43.9183 | 10.0673 | 53.9856 | 0 | 26.5979 | 26.5979 | 0 | 18.4526 | 18.4526 |  |  | Religious worship | 4.2302 | 2.7151 | 0.071697 | 11.5031 | 58.1649 | 405.6% | 11.2207 | 1.0625 |  |  |  | 73.452 | 53.9856 | 26.5979 | 18.4526
Service |  |  |  |  | TRUE | TRUE |  | Service | 90.9275 | 23.8867 | 114.8143 | 70.2599 | 16.7207 | 86.9806 | 0 | 41.167 | 41.167 | 0 | 28.9032 | 28.9032 |  |  | Service | 6.6446 | 4.3669 | 0.11097 | 9.1222 | 75.9656 | 732.8% | 10.2307 | 0.95137 |  |  |  | 114.8143 | 86.9806 | 41.167 | 28.9032
Warehouse and storage |  |  |  |  | TRUE | TRUE |  | Warehouse and storage | 45.618 | 20.2663 | 65.8843 | 36.1717 | 14.1864 | 50.3581 | 0 | 31.78 | 31.78 | 0 | 27.8947 | 27.8947 |  |  | Warehouse and storage | 3.963 | 2.4602 | 0.085666 | 9.9465 | 39.3223 | 295.3% | 7.5763 | 0.81212 |  |  |  | 65.8843 | 50.3581 | 31.78 | 27.8947
Vacant |  |  |  |  | TRUE | TRUE |  | Vacant | 33.4821 | 13.7723 | 47.2543 | 24.1003 | 9.6406 | 33.7409 | 0 | 17.5495 | 17.5495 | 0 | 13.7125 | 13.7125 |  |  | Vacant | 2.8249 | 1.6463 | 0.047306 | 3.3321 | 32.6906 | 881.1% | 10.5696 | 1.2182 |  |  |  | 47.2543 | 33.7409 | 17.5495 | 13.7125
Target Analysis | [14 empty] | Energy Efficiency (Interim) Target |  |  |  |  | Energy Efficiency (Interim) Target
City |  | 10 |  | Baseline Site EUI | Starting Point 3 |  | Baseline Estimate of Elec End Use Site EUI |  | Baseline Estimate of Gas End Use Site EUI | [5 empty] | Gas End Uses |  |  |  |  | Energy Efficiency (Interim) Target |  |  |  | Electrification Target |  |  |  | Electrification with reduced heating consumption End Uses | [5 empty] | Electrification + Reduced heating consumption
Principal Building Activity | Covered Floor Area | Large Enough BM Sample? | Energy Data Source | Total Site | Total Elec | Total Gas | Elec Cool | Elec Other | Gas Heat | Gas WH | Gas Cook | Gas Other |  |  | Space Heating | Water Heating | Cooking | Other |  | Gas Target | Elec Target | Site EUI |  | (Former) Gas Target | Elec Target | Site EUI Target |  | Heating Fuel | Water Heating | Cooking | Other | Other Elec | Cooling Elec | (Former) Gas Target | Elec Target | Site EUI Target |  | BAU Equipment Replacement Cost | Electrification Cost | EnerPhit Cooling EUI Allowance | Cooling EUI Reduction
MF-New-Tall | 0 | FALSE | CBECS | 72.0382 | 14.4565 | 57.5817 | 2.9663 | 11.4902 | 37.4291 | 17.7671 | 2.3856 | 0 |  |  | 26.2003 | 17.7671 | 2.3856 | 0 |  | 46.353 | 10.1195 | 56.4725 |  | 17.1058 | 10.1195 | 27.2253 |  | 9.9 | 17.7671 | 2.3856 | 0 | 8.0431 | 2.7696 | 11.8896 | 10.8127 | 22.7023 |  | 7.3659 | 44.3294 | 2.7696 | -33.38%
MF-Old-Tall | 0 | FALSE | CBECS | 80.0886 | 12.9501 | 67.1384 | 2.4271 | 10.5231 | 46.9858 | 17.7671 | 2.3856 | 0 |  |  | 32.89 | 17.7671 | 2.3856 | 0 |  | 53.0427 | 9.0651 | 62.1078 |  | 19.2465 | 9.0651 | 28.3116 |  | 9.9 | 17.7671 | 2.3856 | 0 | 7.3661 | 1.6989 | 11.8896 | 9.0651 | 20.9547 |  | 8.3141 | 54.1641 | 2.4988 | 0%
MF-Short | 0 | FALSE | CBECS | 68.3578 | 14.864 | 53.4938 | 2.5613 | 12.3027 | 36.0062 | 15.102 | 2.3856 | 0 |  |  | 25.2043 | 15.102 | 2.3856 | 0 |  | 42.6919 | 10.4048 | 53.0967 |  | 15.6968 | 10.4048 | 26.1016 |  | 9.9 | 15.102 | 2.3856 | 0 | 8.6119 | 1.7929 | 10.7994 | 10.4048 | 21.2042 |  | 6.9481 | 42.252 | 2.9971 | 0%
Education | 0 | FALSE | CBECS | 102.3639 | 30.8578 | 71.506 | 4.3576 | 26.5002 | 50.7761 | 10.077 | 2.5912 | 8.0616 |  |  | 35.5433 | 10.077 | 2.5912 | 8.0616 |  | 56.2732 | 21.6005 | 77.8737 |  | 24.2134 | 21.6005 | 45.8139 |  | 9.9 | 10.077 | 2.5912 | 8.0616 | 18.5501 | 3.0503 | 16.0076 | 21.6005 | 37.608 |  | 13.2062 | 61.2584 | 6.9724 | 0%
Food sales | 0 | FALSE | CBECS | 276.7752 | 146.9651 | 129.8102 | 3.0191 | 143.9459 | 78.6566 | 6.0504 | 45.1032 | 0 |  |  | 55.0596 | 6.0504 | 45.1032 | 0 |  | 106.2132 | 102.8755 | 209.0888 |  | 47.5712 | 102.8755 | 150.4467 |  | 9.9 | 6.0504 | 45.1032 | 0 | 100.7621 | 2.1134 | 33.1201 | 102.8755 | 135.9957 |  | 42.6222 | 114.9347 | 39.8572 | 0%
Food service | 0 | FALSE | CBECS | 315.229 | 82.8096 | 232.4193 | 9.5356 | 73.274 | 51.0184 | 44.5267 | 136.8742 | 0 |  |  | 35.7129 | 44.5267 | 136.8742 | 0 |  | 217.1138 | 57.9667 | 275.0805 |  | 113.0276 | 57.9667 | 170.9943 |  | 9.9 | 44.5267 | 136.8742 | 0 | 51.2918 | 6.6749 | 104.7675 | 57.9667 | 162.7342 |  | 113.4391 | 161.6712 | 20.0691 | 0%
Health care Inpatient | 0 | FALSE | CBECS | 320.851 | 86.2518 | 234.5992 | 13.4314 | 72.8205 | 132.2187 | 46.2668 | 22.3915 | 33.7222 |  |  | 92.5531 | 46.2668 | 22.3915 | 33.7222 |  | 194.9336 | 60.3763 | 255.3099 |  | 92.0461 | 60.3763 | 152.4224 |  | 9.9 | 46.2668 | 22.3915 | 33.7222 | 50.9743 | 9.4019 | 65.5971 | 60.3763 | 125.9734 |  | 56.4708 | 183.0297 | 19.942 | 0%
Health care Outpatient | 0 | FALSE | CBECS | 144.1284 | 56.6012 | 87.5272 | 3.5328 | 53.0684 | 81.3825 | 6.1448 | 0 | 0 |  |  | 56.9677 | 6.1448 | 0 | 0 |  | 63.1125 | 39.6208 | 102.7333 |  | 20.7434 | 39.6208 | 60.3643 |  | 9.9 | 6.1448 | 0 | 0 | 37.1479 | 2.4729 | 5.6818 | 39.6208 | 45.3026 |  | 8.7124 | 85.1635 | 14.4115 | 0%
Lodging | 0 | FALSE | CBECS | 104.2343 | 40.1217 | 64.1126 | 3.9209 | 36.2008 | 23.5016 | 32.5134 | 0 | 8.0977 |  |  | 16.4511 | 32.5134 | 0 | 8.0977 |  | 57.0622 | 28.0852 | 85.1473 |  | 25.7357 | 28.0852 | 53.8209 |  | 9.9 | 32.5134 | 0 | 8.0977 | 25.3406 | 2.7446 | 23.6394 | 28.0852 | 51.7246 |  | 10.8872 | 36.5007 | 9.6886 | 0%
Mercantile Enclosed and strip malls | 0 | FALSE | CBECS | 147.8567 | 64.1892 | 83.6676 | 5.829 | 58.3602 | 37.2386 | 17.9848 | 19.643 | 8.8011 |  |  | 26.067 | 17.9848 | 19.643 | 8.8011 |  | 72.496 | 44.9324 | 117.4284 |  | 35.4588 | 44.9324 | 80.3912 |  | 9.9 | 17.9848 | 19.643 | 8.8011 | 40.8521 | 4.0803 | 30.2853 | 44.9324 | 75.2177 |  | 26.0828 | 61.9119 | 15.8932 | 0%
Mercantile Retail (other than mall) | 0 | FALSE | CBECS | 97.5406 | 45.1952 | 52.3455 | 3.3874 | 41.8078 | 39.8406 | 3.6779 | 8.8269 | 0 |  |  | 27.8884 | 3.6779 | 8.8269 | 0 |  | 40.3933 | 31.6366 | 72.0299 |  | 15.8063 | 31.6366 | 47.4429 |  | 9.9 | 3.6779 | 8.8269 | 0 | 29.2654 | 2.3712 | 10.05 | 31.6366 | 41.6866 |  | 11.0258 | 48.2253 | 11.2585 | 0%
Office | 0 | FALSE | CBECS | 117.3624 | 48.1952 | 69.1672 | 4.1211 | 44.074 | 48.7692 | 6.8951 | 0 | 13.5029 |  |  | 34.1385 | 6.8951 | 0 | 13.5029 |  | 54.5365 | 33.7366 | 88.2731 |  | 25.7018 | 33.7366 | 59.4384 |  | 9.9 | 6.8951 | 0 | 13.5029 | 30.8518 | 2.8848 | 17.9455 | 33.7366 | 51.6821 |  | 14.1942 | 59.8376 | 11.8931 | 0%
Other | 0 | FALSE | CBECS | 186.1883 | 88.0699 | 98.1184 | 20.3958 | 67.674 | 94.4479 | 3.6705 | 0 | 0 |  |  | 66.1135 | 3.6705 | 0 | 0 |  | 69.784 | 61.6489 | 131.4329 |  | 22.6579 | 61.6489 | 84.3068 |  | 9.9 | 3.6705 | 0 | 0 | 47.3718 | 18.5011 | 4.6696 | 65.8729 | 70.5425 |  | 9.752 | 98.0397 | 18.5011 | -29.59%
Public assembly | 0 | FALSE | CBECS | 125.4359 | 36.7361 | 88.6998 | 5.3112 | 31.4249 | 69.1312 | 3.1132 | 9.4878 | 6.9676 |  |  | 48.3918 | 3.1132 | 9.4878 | 6.9676 |  | 67.9604 | 25.7153 | 93.6757 |  | 28.7087 | 25.7153 | 54.424 |  | 9.9 | 3.1132 | 9.4878 | 6.9676 | 21.9974 | 3.7179 | 16.3913 | 25.7153 | 42.1066 |  | 18.8326 | 82.8764 | 8.3513 | 0%
Public order and safety | 0 | FALSE | CBECS | 120.1582 | 40.0771 | 80.0811 | 5.2477 | 34.8295 | 46.2742 | 29.0549 | 4.752 | 0 |  |  | 32.392 | 29.0549 | 4.752 | 0 |  | 66.1989 | 28.054 | 94.2528 |  | 25.1464 | 28.054 | 53.2004 |  | 9.9 | 29.0549 | 4.752 | 0 | 24.3806 | 3.6734 | 17.949 | 28.054 | 46.003 |  | 11.2087 | 57.739 | 9.3046 | 0%
Religious worship | 0 | FALSE | CBECS | 73.452 | 14.3819 | 59.0701 | 1.3916 | 12.9903 | 50.5061 | 0 | 8.564 | 0 |  |  | 35.3542 | 0 | 8.564 | 0 |  | 43.9183 | 10.0673 | 53.9856 |  | 16.5306 | 10.0673 | 26.5979 |  | 9.9 | 0 | 8.564 | 0 | 9.0932 | 0.97412 | 8.3852 | 10.0673 | 18.4526 |  | 11.5031 | 58.1649 | 3.1896 | 0%
Service | 0 | FALSE | CBECS | 114.8143 | 23.8867 | 90.9275 | 2.1644 | 21.7223 | 68.8922 | 22.0353 | 0 | 0 |  |  | 48.2245 | 22.0353 | 0 | 0 |  | 70.2599 | 16.7207 | 86.9806 |  | 24.4463 | 16.7207 | 41.167 |  | 9.9 | 22.0353 | 0 | 0 | 15.2056 | 1.5151 | 12.1824 | 16.7207 | 28.9032 |  | 9.1222 | 75.9656 | 5.6346 | 0%
Warehouse and storage | 0 | FALSE | CBECS | 65.8843 | 20.2663 | 45.618 | 1.7811 | 18.4852 | 31.4878 | 4.1391 | 0 | 9.991 |  |  | 22.0415 | 4.1391 | 0 | 9.991 |  | 36.1717 | 14.1864 | 50.3581 |  | 17.5936 | 14.1864 | 31.78 |  | 9.9 | 4.1391 | 0 | 9.991 | 12.9396 | 1.2468 | 13.7083 | 14.1864 | 27.8947 |  | 9.9465 | 39.3223 | 4.7282 | 0%
Vacant | 0 | FALSE | CBECS | 47.2543 | 13.7723 | 33.4821 | 1.192 | 12.5803 | 31.2726 | 2.2095 | 0 | 0 |  |  | 21.8908 | 2.2095 | 0 | 0 |  | 24.1003 | 9.6406 | 33.7409 |  | 7.9089 | 9.6406 | 17.5495 |  | 9.9 | 2.2095 | 0 | 0 | 8.8062 | 0.8344 | 4.0719 | 9.6406 | 13.7125 |  | 3.3321 | 32.6906 | 3.0748 | 0%
[7 empty] | Space Cooling Ratio Multiplier |  | Space Heating Ratio Multiplier | [18 empty] | Passive House EnerPhit Requirement for space heating load |  |  |  | Passive House EnerPhit Requirement for space cooing load
[7 empty] | 0.57831 |  | 1.321 | Location Based Multiplier | [17 empty] | 7.92 | kBTU/SF |  |  | 4.75 | kBTU/SF
[9 empty] | 1.619 | MF Space Heating Multplier | [17 empty] | Source: Table 2, Cool-temperate climate in Criteria for the Passive House, EnerPhit and PHI Low Energy Building Standard (IP Version), version 9f.
[28 empty] | 9.9 |  |  |  | 0%
5.8692
Note on Z4: Defaults to the Core City baseline GHG selected by the respective cities for this analysis. Variable can be changed from default.
Note on Q10: To meet a Zero Net Carbon (ZNC) goal, buildings must eliminate on-site combustion, which can be achieved through electrification of all end uses. This target converts the Energy Efficiency target end uses from gas to electricity without reducing end use consumption.
Note on T10: The reduced consumption achieved in this additional target is from a retrofit pathway that includes additional wall insulation and energy recovery ventilation that minimizes space heating and space cooling loads. Other end uses are not affected. See full report for more detail.
Note on G11: The baseline for the default typologies uses the median site EUI and the median fuel split (gas vs electricity) to arrive at the baseline Gas EUI and baseline Elec EUI. Initial assumptions on the gas-using sytems in the building are made in these columns, which inform how energy use can be reduced in each typology at the given baseline. To run different scenarios for a given typology, you can change the baseline EUI numbers and the gas space and water heating assumptions here, then see the results in the targets at right.

## Seattle
Blue cells are input cells
Enter City Name | Seattle |  |  |  | Energy efficiency gains across all typologies for EE Standard | [17 empty] | GHG Coefficients | kgCO2e/kBTU
Building America Climate Zone | Marine | Starting Point 1 |  | Electricity | 20% | [17 empty] | Natural Gas | 0.05311
Climate Approximated Core City Overwrite for specific Core City Used for major typology targets | Seattle |  |  | Space Heating | 30% | [17 empty] | Electricity Baseline Average Annual | 0.0026956 | Annual average GHG coefficient - does NOT consider marginal dispatch or non-baseload
|  |  |  | Water Heating | 0% | [17 empty] | Electricity Interim | 0.0026956 | % lower than today
|  |  |  | Cooking | 0% | [17 empty] | Electricity ZNC - compatible | 0.0026956 | Effectively Carbon Neutral, once outside offsets are included. Default based on Seattle GHG inventory 2016.
Heat/Cool Load % Above EnerPHit (ZNC-comp red. Cons. Only) | 0% |  |  | Other | 0%
Input Site EUI Data - Starting Point 2 | kBTU/SF | kBTU/SF | Buildings | SF
Paste in median gas and electricity site EUI per building type | [8 empty] | Baseline |  |  | Interim - EE Standard Target |  |  | ZNC - Standard Target |  |  | ZNC Reduced Consumption Target |  |  |  |  | Seattle | Greenhouse Gas Intensity [kgCO2e/SF/yr] |  |  | Installation Cost Intensity for Retrofits [$/SF]
Primary Building Activity Default is CBECS types + Multifamily | Baseline Gas EUI | Baseline Elec EUI | Building Count | Covered Floor Area | Gas Heating? | Gas DHW? |  | Seattle: Targets Table | Gas EUI | Elec EUI | Site EUI | Gas EUI | Elec EUI | Site EUI | Gas EUI | Elec EUI | Site EUI | Gas EUI | Elec EUI | Site EUI | Site EUI Trend (Lowest point highlighted) |  | GHG & Cost Impact | Baseline | Interim | ZNC compatible | Baseline BAU Cost | ZNC compatible systems | Increased cost for ZNC compatibility % above BAU | Carbon Abatement Cost [$/kgCO2e/yr] | Gas Reduction Cost [$/kBTU/SF]
MF-New-Tall | 6.55 | 23.2226 | 305 | 25788474 | FALSE | TRUE |  | MF-New-Tall | 6.55 | 23.2226 | 29.7725 | 6.55 | 18.5781 | 25.128 | 0 | 21.4128 | 21.4128 | 0 | 21.0951 | 21.0951 |  |  | MF-New-Tall | 0.41047 | 0.39795 | 0.05772 | 1.187 | 1.8889 | 59.13% | 1.9896 | 0.10715 |  |  |  | 29.7725 | 25.128 | 21.4128 | 21.0951
MF-Old-Tall | 2.3296 | 30.9507 | 106 | 13179312 | FALSE | FALSE |  | MF-Old-Tall | 2.3296 | 30.9507 | 33.2803 | 2.3296 | 24.7605 | 27.0902 | 0 | 26.1798 | 26.1798 | 0 | 25.793 | 25.793 |  |  | MF-Old-Tall | 0.20716 | 0.19047 | 0.07057 | 1.7659 | 1.6837 | -4.656% | -0.60201 | -0.035296 |  |  |  | 33.2803 | 27.0902 | 26.1798 | 25.793
MF-Short | 0.96146 | 31.0873 | 104 | 10261521 | FALSE | FALSE |  | MF-Short | 0.96146 | 31.0873 | 32.0487 | 0.96146 | 24.8698 | 25.8313 | 0 | 25.4556 | 25.4556 | 0 | 25.0984 | 25.0984 |  |  | MF-Short | 0.13486 | 0.1181 | 0.068618 | 0.72883 | 0.69489 | -4.656% | -0.51228 | -0.035296 |  |  |  | 32.0487 | 25.8313 | 25.4556 | 25.0984
Education | 22.168 | 22.168 | 157 | 24003916 | TRUE | TRUE |  | Education | 22.168 | 22.168 | 44.3359 | 18.0744 | 17.7344 | 35.8088 | 0 | 26.0697 | 26.0697 | 0 | 25.861 | 25.861 |  |  | Education | 1.2371 | 1.0077 | 0.070273 | 4.7121 | 17.7444 | 276.6% | 11.1691 | 0.72104 |  |  |  | 44.3359 | 35.8088 | 26.0697 | 25.861
Food Sales | 86.7293 | 130.0939 | 27 | 1907475 | TRUE | TRUE |  | Food sales | 86.7293 | 130.0939 | 216.8232 | 73.6871 | 104.0751 | 177.7622 | 0 | 139.1407 | 139.1407 | 0 | 132.3923 | 132.3923 |  |  | Food sales | 4.9569 | 4.1941 | 0.37506 | 33.7554 | 73.4805 | 117.7% | 8.6702 | 0.53911 |  |  |  | 216.8232 | 177.7622 | 139.1407 | 132.3923
Food Service | 77.4138 | 60.8252 | 12 | 410849 | TRUE | TRUE |  | Food service | 77.4138 | 60.8252 | 138.239 | 73.8075 | 48.6601 | 122.4676 | 0 | 87.9781 | 87.9781 | 0 | 87.5112 | 87.5112 |  |  | Food service | 4.2754 | 4.0511 | 0.23715 | 40.2612 | 51.7248 | 28.47% | 2.8387 | 0.15532 |  |  |  | 138.239 | 122.4676 | 87.9781 | 87.5112
Health care Inpatient | 132.2127 | 122.0425 | 5 | 1337399 | TRUE | TRUE |  | Health care Inpatient | 120.2606 | 81.2012 | 201.4618 | 103.7462 | 64.961 | 168.7072 | 0 | 117.0568 | 117.0568 | 0 | 107.0511 | 107.0511 |  |  | Health care Inpatient | 6.6059 | 5.6851 | 0.31554 | 33.0756 | 86.5641 | 161.7% | 8.5032 | 0.51557 |  |  |  | 201.4618 | 168.7072 | 117.0568 | 107.0511
Health care Outpatient | 11.264 | 63.8291 | 27 | 4176747 | TRUE | TRUE |  | Health care Outpatient | 11.264 | 63.8291 | 75.0931 | 8.2347 | 51.0633 | 59.298 | 0 | 53.8023 | 53.8023 | 0 | 53.5367 | 53.5367 |  |  | Health care Outpatient | 0.77029 | 0.57499 | 0.14503 | 1.1229 | 10.6596 | 849.3% | 15.2524 | 1.1581 |  |  |  | 75.0931 | 59.298 | 53.8023 | 53.5367
Lodging | 34.5043 | 33.821 | 108 | 14454731 | TRUE | TRUE |  | Lodging | 34.5043 | 33.821 | 68.3253 | 31.6634 | 27.0568 | 58.7202 | 0 | 41.7976 | 41.7976 | 0 | 41.5772 | 41.5772 |  |  | Lodging | 1.9237 | 1.7546 | 0.11267 | 6.2135 | 17.3369 | 179% | 6.142 | 0.3513 |  |  |  | 68.3253 | 58.7202 | 41.7976 | 41.5772
Mercantile Enclosed and strip malls | 23.0872 | 41.0439 | 11 | 1839008 | TRUE | TRUE |  | Mercantile Enclosed and strip malls | 23.0872 | 41.0439 | 64.1312 | 20.705 | 32.8352 | 53.5402 | 0 | 43.4604 | 43.4604 | 0 | 43.2119 | 43.2119 |  |  | Mercantile Enclosed and strip malls | 1.3368 | 1.1882 | 0.11715 | 8.0915 | 15.8674 | 96.1% | 6.3755 | 0.37555 |  |  |  | 64.1312 | 53.5402 | 43.4604 | 43.2119
Mercantile Retail (other than mall) | 17.4766 | 40.7787 | 67 | 6165819 | TRUE | TRUE |  | Mercantile Retail (other than mall) | 17.4766 | 40.7787 | 58.2552 | 13.9345 | 32.6229 | 46.5574 | 0 | 38.3879 | 38.3879 | 0 | 38.1842 | 38.1842 |  |  | Mercantile Retail (other than mall) | 1.0381 | 0.828 | 0.10348 | 4.3783 | 15.4265 | 252.3% | 11.821 | 0.79287 |  |  |  | 58.2552 | 46.5574 | 38.3879 | 38.1842
Office | 2.5849 | 49.113 | 324 | 54225910 | FALSE | TRUE |  | Office | 2.5849 | 49.113 | 51.6979 | 2.5849 | 39.2904 | 41.8753 | 0 | 41.1631 | 41.1631 | 0 | 40.8831 | 40.8831 |  |  | Office | 0.26967 | 0.24319 | 0.11096 | 1.1855 | 1.2228 | 3.146% | 0.235 | 0.014429 |  |  |  | 51.6979 | 41.8753 | 41.1631 | 40.8831
Other | 23.0671 | 39.2764 | 95 | 12323030 | TRUE | TRUE |  | Other | 23.0671 | 39.2764 | 62.3436 | 16.5353 | 31.4212 | 47.9565 | 0 | 36.8278 | 36.8278 | 0 | 34.5123 | 34.5123 |  |  | Other | 1.331 | 0.96289 | 0.099272 | 2.2946 | 22.7038 | 889.4% | 16.57 | 1.2343 |  |  |  | 62.3436 | 47.9565 | 36.8278 | 34.5123
Public Assembly | 45.3996 | 39.4595 | 46 | 5078316 | TRUE | TRUE |  | Public assembly | 45.3996 | 39.4595 | 84.8591 | 35.8956 | 31.5676 | 67.4632 | 0 | 47.9348 | 47.9348 | 0 | 43.6261 | 43.6261 |  |  | Public assembly | 2.5175 | 1.9915 | 0.12921 | 11.5378 | 40.8285 | 253.9% | 12.2641 | 0.816 |  |  |  | 84.8591 | 67.4632 | 47.9348 | 43.6261
Public order and safety | 37.6822 | 44.2356 | 3 | 639680 | TRUE | TRUE |  | Public order and safety | 40.3246 | 37.9181 | 78.2426 | 34.6121 | 30.3345 | 64.9466 | 0 | 43.9051 | 43.9051 | 0 | 42.4768 | 42.4768 |  |  | Public order and safety | 2.2438 | 1.92 | 0.11835 | 6.0553 | 25.9656 | 328.8% | 9.3674 | 0.57524 |  |  |  | 78.2426 | 64.9466 | 43.9051 | 42.4768
Religious Worship | 25.6346 | 12.0633 | 51 | 1714520 | TRUE | TRUE |  | Religious worship | 25.6346 | 12.0633 | 37.698 | 19.5283 | 9.6507 | 29.179 | 0 | 17.4268 | 17.4268 | 0 | 15.9576 | 15.9576 |  |  | Religious worship | 1.394 | 1.0632 | 0.046975 | 6.0222 | 24.7627 | 311.2% | 13.9128 | 0.95966 |  |  |  | 37.698 | 29.179 | 17.4268 | 15.9576
Service | 66.5141 | 32.7607 | 11 | 405042 | TRUE | TRUE |  | Service | 66.5141 | 32.7607 | 99.2748 | 53.1161 | 26.2085 | 79.3247 | 0 | 45.1527 | 45.1527 | 0 | 38.119 | 38.119 |  |  | Service | 3.6209 | 2.8916 | 0.12171 | 6.6991 | 50.9867 | 661.1% | 12.6566 | 0.83379 |  |  |  | 99.2748 | 79.3247 | 45.1527 | 38.119
Warehouse and storage | 10.5244 | 19.9811 | 236 | 13724146 | TRUE | TRUE |  | Warehouse and storage | 10.5244 | 19.9811 | 30.5055 | 8.6523 | 15.9849 | 24.6372 | 0 | 20.5784 | 20.5784 | 0 | 20.4614 | 20.4614 |  |  | Warehouse and storage | 0.61281 | 0.50261 | 0.055471 | 2.6876 | 8.5194 | 217% | 10.4635 | 0.67401 |  |  |  | 30.5055 | 24.6372 | 20.5784 | 20.4614
Vacant |  |  |  |  | TRUE | TRUE |  | Vacant | 10.3678 | 13.3482 | 23.716 | 7.5608 | 10.6786 | 18.2394 | 0 | 13.1881 | 13.1881 | 0 | 13.1111 | 13.1111 |  |  | Vacant | 0.58661 | 0.43034 | 0.03555 | 1.0333 | 9.8613 | 854.4% | 16.0199 | 1.1676 |  |  |  | 23.716 | 18.2394 | 13.1881 | 13.1111
Target Analysis | [14 empty] | Energy Efficiency (Interim) Target |  |  |  |  | Energy Efficiency (Interim) Target
Seattle |  | 10 |  | Baseline Site EUI | Starting Point 3 |  | Baseline Estimate of Elec End Use Site EUI |  | Baseline Estimate of Gas End Use Site EUI | [5 empty] | Gas End Uses |  |  |  |  | Energy Efficiency (Interim) Target |  |  |  | Electrification Target |  |  |  | Electrification with reduced heating consumption End Uses | [5 empty] | Electrification + Reduced heating consumption
Principal Building Activity | Covered Floor Area | Large Enough BM Sample? | Energy Data Source | Total Site | Total Elec | Total Gas | Elec Cool | Elec Other | Gas Heat | Gas WH | Gas Cook | Gas Other |  |  | Space Heating | Water Heating | Cooking | Other |  | Gas Target | Elec Target | Site EUI |  | (Former) Gas Target | Elec Target | Site EUI Target |  | Heating Fuel | Water Heating | Cooking | Other | Other Elec | Cooling Elec | (Former) Gas Target | Elec Target | Site EUI Target |  | BAU Equipment Replacement Cost | Electrification Cost | EnerPhit Cooling EUI Allowance | Cooling EUI Reduction
MF-New-Tall | 25788474 | TRUE | City | 29.7725 | 23.2226 | 6.55 | 3.1767 | 20.0459 | 0 | 5.7746 | 0.77536 | 0 |  |  | 0 | 5.7746 | 0.77536 | 0 |  | 6.55 | 18.5781 | 25.128 |  | 2.8347 | 18.5781 | 21.4128 |  | 0 | 5.7746 | 0.77536 | 0 | 16.0367 | 2.2237 | 2.8347 | 18.2604 | 21.0951 |  | 1.187 | 1.8889 | 5.967 | 12.5%
MF-Old-Tall | 13179312 | TRUE | City | 33.2803 | 30.9507 | 2.3296 | 3.8671 | 27.0836 | 0 | 0 | 2.3296 | 0 |  |  | 0 | 0 | 2.3296 | 0 |  | 2.3296 | 24.7605 | 27.0902 |  | 1.4192 | 24.7605 | 26.1798 |  | 0 | 0 | 2.3296 | 0 | 21.6669 | 2.707 | 1.4192 | 24.3738 | 25.793 |  | 1.7659 | 1.6837 | 8.2191 | 12.5%
MF-Short | 10261521 | TRUE | City | 32.0487 | 31.0873 | 0.96146 | 3.5712 | 27.5161 | 0 | 0 | 0.96146 | 0 |  |  | 0 | 0 | 0.96146 | 0 |  | 0.96146 | 24.8698 | 25.8313 |  | 0.58572 | 24.8698 | 25.4556 |  | 0 | 0 | 0.96146 | 0 | 22.0129 | 2.4998 | 0.58572 | 24.5127 | 25.0984 |  | 0.72883 | 0.69489 | 8.3575 | 12.5%
Education | 24003916 | TRUE | City | 44.3359 | 22.168 | 22.168 | 2.087 | 20.081 | 13.6452 | 4.143 | 1.0654 | 3.3144 |  |  | 9.5516 | 4.143 | 1.0654 | 3.3144 |  | 18.0744 | 17.7344 | 35.8088 |  | 8.3353 | 17.7344 | 26.0697 |  | 9.5516 | 4.143 | 1.0654 | 3.3144 | 16.0648 | 1.4609 | 8.3353 | 17.5257 | 25.861 |  | 4.7121 | 17.7444 | 5.9782 | 12.5%
Food sales | 1907475 | TRUE | City | 216.8232 | 130.0939 | 86.7293 | 1.7817 | 128.3122 | 43.474 | 5.1162 | 38.139 | 0 |  |  | 30.4318 | 5.1162 | 38.139 | 0 |  | 73.6871 | 104.0751 | 177.7622 |  | 35.0655 | 104.0751 | 139.1407 |  | 9.9 | 5.1162 | 38.139 | 0 | 102.6498 | 1.2472 | 28.4953 | 103.897 | 132.3923 |  | 33.7554 | 73.4805 | 40.6122 | 12.5%
Food service | 410849 | TRUE | City | 138.239 | 60.8252 | 77.4138 | 4.6694 | 56.1558 | 12.0212 | 16.0513 | 49.3413 | 0 |  |  | 8.4149 | 16.0513 | 49.3413 | 0 |  | 73.8075 | 48.6601 | 122.4676 |  | 39.318 | 48.6601 | 87.9781 |  | 8.4149 | 16.0513 | 49.3413 | 0 | 44.9246 | 3.2686 | 39.318 | 48.1932 | 87.5112 |  | 40.2612 | 51.7248 | 17.5222 | 12.5%
Health care Inpatient | 1337399 | FALSE | CBECS | 201.4618 | 81.2012 | 120.2606 | 8.4299 | 72.7713 | 55.0479 | 29.4703 | 14.2626 | 21.4798 |  |  | 38.5335 | 29.4703 | 14.2626 | 21.4798 |  | 103.7462 | 64.961 | 168.7072 |  | 52.0958 | 64.961 | 117.0568 |  | 9.9 | 29.4703 | 14.2626 | 21.4798 | 58.217 | 5.9009 | 42.9331 | 64.118 | 107.0511 |  | 33.0756 | 86.5641 | 22.8391 | 12.5%
Health care Outpatient | 4176747 | TRUE | City | 75.0931 | 63.8291 | 11.264 | 2.6559 | 61.1732 | 10.0975 | 1.1664 | 0 | 0 |  |  | 7.0683 | 1.1664 | 0 | 0 |  | 8.2347 | 51.0633 | 59.298 |  | 2.739 | 51.0633 | 53.8023 |  | 7.0683 | 1.1664 | 0 | 0 | 48.9386 | 1.8591 | 2.739 | 50.7977 | 53.5367 |  | 1.1229 | 10.6596 | 19.1278 | 12.5%
Lodging | 14454731 | TRUE | City | 68.3253 | 33.821 | 34.5043 | 2.2034 | 31.6176 | 9.4695 | 20.0429 | 0 | 4.9918 |  |  | 6.6287 | 20.0429 | 0 | 4.9918 |  | 31.6634 | 27.0568 | 58.7202 |  | 14.7408 | 27.0568 | 41.7976 |  | 6.6287 | 20.0429 | 0 | 4.9918 | 25.2941 | 1.5424 | 14.7408 | 26.8365 | 41.5772 |  | 6.2135 | 17.3369 | 9.6699 | 12.5%
Mercantile Enclosed and strip malls | 1839008 | TRUE | City | 64.1312 | 41.0439 | 23.0872 | 2.4848 | 38.5592 | 7.9406 | 5.8672 | 6.4082 | 2.8712 |  |  | 5.5584 | 5.8672 | 6.4082 | 2.8712 |  | 20.705 | 32.8352 | 53.5402 |  | 10.6252 | 32.8352 | 43.4604 |  | 5.5584 | 5.8672 | 6.4082 | 2.8712 | 30.8473 | 1.7394 | 10.6252 | 32.5867 | 43.2119 |  | 8.0915 | 15.8674 | 11.8913 | 12.5%
Mercantile Retail (other than mall) | 6165819 | TRUE | City | 58.2552 | 40.7787 | 17.4766 | 2.0376 | 38.7411 | 11.8069 | 1.6675 | 4.0021 | 0 |  |  | 8.2648 | 1.6675 | 4.0021 | 0 |  | 13.9345 | 32.6229 | 46.5574 |  | 5.765 | 32.6229 | 38.3879 |  | 8.2648 | 1.6675 | 4.0021 | 0 | 30.9929 | 1.4263 | 5.765 | 32.4192 | 38.1842 |  | 4.3783 | 15.4265 | 11.9495 | 12.5%
Office | 54225910 | TRUE | City | 51.6979 | 49.113 | 2.5849 | 2.7997 | 46.3133 | 0 | 0.87377 | 0 | 1.7111 |  |  | 0 | 0.87377 | 0 | 1.7111 |  | 2.5849 | 39.2904 | 41.8753 |  | 1.8726 | 39.2904 | 41.1631 |  | 0 | 0.87377 | 0 | 1.7111 | 37.0506 | 1.9598 | 1.8726 | 39.0104 | 40.8831 |  | 1.1855 | 1.2228 | 14.3726 | 12.5%
Other | 12323030 | TRUE | City | 62.3436 | 39.2764 | 23.0671 | 6.0639 | 33.2125 | 21.7726 | 1.2945 | 0 | 0 |  |  | 15.2408 | 1.2945 | 0 | 0 |  | 16.5353 | 31.4212 | 47.9565 |  | 5.4066 | 31.4212 | 36.8278 |  | 9.9 | 1.2945 | 0 | 0 | 26.57 | 4.2448 | 3.6976 | 30.8148 | 34.5123 |  | 2.2946 | 22.7038 | 10.1803 | 12.5%
Public assembly | 5078316 | TRUE | City | 84.8591 | 39.4595 | 45.3996 | 3.8033 | 35.6562 | 31.6801 | 2.1827 | 6.6519 | 4.885 |  |  | 22.1761 | 2.1827 | 6.6519 | 4.885 |  | 35.8956 | 31.5676 | 67.4632 |  | 16.3672 | 31.5676 | 47.9348 |  | 9.9 | 2.1827 | 6.6519 | 4.885 | 28.5249 | 2.6623 | 12.4389 | 31.1873 | 43.6261 |  | 11.5378 | 40.8285 | 10.9623 | 12.5%
Public order and safety | 639680 | FALSE | CBECS | 78.2426 | 37.9181 | 40.3246 | 3.31 | 34.6081 | 19.0415 | 18.2915 | 2.9916 | 0 |  |  | 13.329 | 18.2915 | 2.9916 | 0 |  | 34.6121 | 30.3345 | 64.9466 |  | 13.5707 | 30.3345 | 43.9051 |  | 9.9 | 18.2915 | 2.9916 | 0 | 27.6865 | 2.317 | 12.4734 | 30.0035 | 42.4768 |  | 6.0553 | 25.9656 | 10.6269 | 12.5%
Religious worship | 1714520 | TRUE | City | 37.698 | 12.0633 | 25.6346 | 0.77817 | 11.2852 | 20.3543 | 0 | 5.2803 | 0 |  |  | 14.248 | 0 | 5.2803 | 0 |  | 19.5283 | 9.6507 | 29.179 |  | 7.7761 | 9.6507 | 17.4268 |  | 9.9 | 0 | 5.2803 | 0 | 9.0281 | 0.54472 | 6.3848 | 9.5729 | 15.9576 |  | 6.0222 | 24.7627 | 3.1636 | 12.5%
Service | 405042 | TRUE | City | 99.2748 | 32.7607 | 66.5141 | 1.979 | 30.7817 | 44.6599 | 21.8542 | 0 | 0 |  |  | 31.262 | 21.8542 | 0 | 0 |  | 53.1161 | 26.2085 | 79.3247 |  | 18.9442 | 26.2085 | 45.1527 |  | 9.9 | 21.8542 | 0 | 0 | 24.6254 | 1.3853 | 12.1083 | 26.0106 | 38.119 |  | 6.6991 | 50.9867 | 9.4025 | 12.5%
Warehouse and storage | 13724146 | TRUE | City | 30.5055 | 19.9811 | 10.5244 | 1.1707 | 18.8104 | 6.2402 | 1.255 | 0 | 3.0292 |  |  | 4.3681 | 1.255 | 0 | 3.0292 |  | 8.6523 | 15.9849 | 24.6372 |  | 4.5936 | 15.9849 | 20.5784 |  | 4.3681 | 1.255 | 0 | 3.0292 | 15.0483 | 0.81947 | 4.5936 | 15.8678 | 20.4614 |  | 2.6876 | 8.5194 | 5.5717 | 12.5%
Vacant | 0 | FALSE | CBECS | 23.716 | 13.3482 | 10.3678 | 0.77019 | 12.578 | 9.3564 | 1.0113 | 0 | 0 |  |  | 6.5495 | 1.0113 | 0 | 0 |  | 7.5608 | 10.6786 | 18.2394 |  | 2.5096 | 10.6786 | 13.1881 |  | 6.5495 | 1.0113 | 0 | 0 | 10.0624 | 0.53914 | 2.5096 | 10.6015 | 13.1111 |  | 1.0333 | 9.8613 | 3.5773 | 12.5%
[7 empty] | Space Cooling Ratio Multiplier |  | Space Heating Ratio Multiplier | [18 empty] | Passive House EnerPhit Requirement for space heating load |  |  |  | Passive House EnerPhit Requirement for space cooing load
[7 empty] | 0.38554 |  | 0.86347 | Location Based Multiplier | [17 empty] | 7.92 | kBTU/SF |  |  | 4.75 | kBTU/SF
[9 empty] | 0.69238 | MF Space Heating Multplier | [17 empty] | Source: Table 2, Cool-temperate climate in Criteria for the Passive House, EnerPhit and PHI Low Energy Building Standard (IP Version), version 9f.
[28 empty] | 9.9 |  |  |  | 0%
5.8692
Note on Z4: Defaults to the Core City baseline GHG selected by the respective cities for this analysis. Variable can be changed from default.
Note on Q10: To meet a Zero Net Carbon (ZNC) goal, buildings must eliminate on-site combustion, which can be achieved through electrification of all end uses. This target converts the Energy Efficiency target end uses from gas to electricity without reducing end use consumption.
Note on T10: The reduced consumption achieved in this additional target is from a retrofit pathway that includes additional wall insulation and energy recovery ventilation that minimizes space heating and space cooling loads. Other end uses are not affected. See full report for more detail.
Note on G11: The baseline for the default typologies uses the median site EUI and the median fuel split (gas vs electricity) to arrive at the baseline Gas EUI and baseline Elec EUI. Initial assumptions on the gas-using sytems in the building are made in these columns, which inform how energy use can be reduced in each typology at the given baseline. To run different scenarios for a given typology, you can change the baseline EUI numbers and the gas space and water heating assumptions here, then see the results in the targets at right.

## DC
Blue cells are input cells
Enter City Name | DC |  |  |  | Energy efficiency gains across all typologies for EE Standard | [17 empty] | GHG Coefficients | kgCO2e/kBTU
Building America Climate Zone | Mixed-humid | Starting Point 1 |  | Electricity | 15% | [17 empty] | Natural Gas | 0.05311
Climate Approximated Core City Overwrite for specific Core City Used for major typology targets | DC |  |  | Space Heating | 30% | [17 empty] | Electricity Baseline Average Annual | 0.19159 | Annual average GHG coefficient - does NOT consider marginal dispatch or non-baseload
|  |  |  | Water Heating | 0% | [17 empty] | Electricity Interim | 0.095794 | 50% lower than today
|  |  |  | Cooking | 0% | [17 empty] | Electricity ZNC - compatible | 0.0026956 | Effectively Carbon Neutral, once outside offsets are included. Default based on Seattle GHG inventory 2016.
Heat/Cool Load % Above EnerPHit (ZNC-comp red. Cons. Only) | 0% |  |  | Other | 0%
Input Site EUI Data - Starting Point 2 | kBTU/SF | kBTU/SF | Buildings | Buildings | SF
Paste in median gas and electricity site EUI per building type | [8 empty] | Baseline |  |  | Interim - EE Standard Target |  |  | ZNC - Standard Target |  |  | ZNC Reduced Consumption Target |  |  |  |  | DC | Greenhouse Gas Intensity [kgCO2e/SF/yr] |  |  | Installation Cost Intensity for Retrofits [$/SF]
Primary Building Activity Default is CBECS types + Multifamily | Baseline Gas EUI | Baseline Elec EUI | Building Count | Covered Floor Area | Gas Heating? | Gas DHW? |  | DC: Targets Table | Gas EUI | Elec EUI | Site EUI | Gas EUI | Elec EUI | Site EUI | Gas EUI | Elec EUI | Site EUI | Gas EUI | Elec EUI | Site EUI | Site EUI Trend (Lowest point highlighted) |  | GHG & Cost Impact | Baseline | Interim | ZNC compatible assuming carbon neutral electricity | Baseline BAU Cost | ZNC compatible systems | Increased cost for ZNC compatibility % above BAU | Carbon Abatement Cost [$/kgCO2e/yr] | Gas Reduction Cost [$/kBTU/SF]
MF-New-Tall | 8.84 | 35.36 | 153 | 28601738 | TRUE | TRUE |  | MF-New-Tall | 8.84 | 35.36 | 44.2 | 7.9337 | 30.056 | 37.9897 | 0 | 33.251 | 33.251 | 0 | 31.2785 | 31.2785 |  |  | MF-New-Tall | 7.244 | 3.3005 | 0.089631 | 1.3543 | 4.7869 | 253.5% | 0.47979 | 0.43266 |  |  |  | 44.2 | 37.9897 | 33.251 | 31.2785
MF-Old-Tall | 44.24 | 18.96 | 289 | 47296920 | TRUE | TRUE |  | MF-Old-Tall | 44.24 | 18.96 | 63.2 | 39.0033 | 16.116 | 55.1193 | 0 | 31.6178 | 31.6178 | 0 | 29.9096 | 29.9096 |  |  | MF-Old-Tall | 5.9821 | 3.6153 | 0.085228 | 6.586 | 25.6874 | 290% | 3.2393 | 0.48974 |  |  |  | 63.2 | 55.1193 | 31.6178 | 29.9096
MF-Short | 35.28 | 23.52 | 173 | 22869495.5 | TRUE | TRUE |  | MF-Short | 35.28 | 23.52 | 58.8 | 31.4137 | 19.992 | 51.4057 | 0 | 32.6506 | 32.6506 | 0 | 31.5488 | 31.5488 |  |  | MF-Short | 6.3798 | 3.5835 | 0.088012 | 5.6011 | 19.9189 | 255.6% | 2.2756 | 0.45578 |  |  |  | 58.8 | 51.4057 | 32.6506 | 31.5488
Education | 26.76 | 40.14 | 161 | 29184618.5 | TRUE | TRUE |  | Education | 26.76 | 40.14 | 66.9 | 21.868 | 34.119 | 55.987 | 0 | 44.2462 | 44.2462 | 0 | 44.7353 | 44.7353 |  |  | Education | 9.1115 | 4.4298 | 0.11927 | 5.7369 | 21.322 | 271.7% | 1.7332 | 0.71269 |  |  |  | 66.9 | 55.987 | 44.2462 | 44.7353
Food Sales | 58.485 | 136.465 | 14 | 843823 | TRUE | TRUE |  | Food sales | 58.485 | 136.465 | 194.95 | 49.8041 | 115.9952 | 165.7993 | 0 | 139.7786 | 139.7786 | 0 | 135.7027 | 135.7027 |  |  | Food sales | 29.2511 | 13.7567 | 0.37678 | 22.9834 | 49.4123 | 115% | 0.91531 | 0.53066 |  |  |  | 194.95 | 165.7993 | 139.7786 | 135.7027
Food Service | 11.62 | 46.48 | 1 | 140000 | TRUE | TRUE |  | Food service | 180.0269 | 91.2675 | 271.2944 | 171.8227 | 77.5773 | 249.4 | 0 | 169.2162 | 169.2162 | 0 | 163.4011 | 163.4011 |  |  | Food service | 27.0469 | 16.5569 | 0.45614 | 93.9309 | 120.0269 | 27.78% | 0.98139 | 0.15188 |  |  |  | 271.2944 | 249.4 | 169.2162 | 163.4011
Health care Inpatient | 93.26 | 139.89 | 6 | 3933477 | TRUE | TRUE |  | Health care Inpatient | 120.2606 | 98.5627 | 218.8232 | 103.9785 | 83.7783 | 187.7568 | 0 | 136.1729 | 136.1729 | 0 | 127.1426 | 127.1426 |  |  | Health care Inpatient | 25.2704 | 13.5477 | 0.36707 | 33.3267 | 86.1224 | 158.4% | 2.12 | 0.50776 |  |  |  | 218.8232 | 187.7568 | 136.1729 | 127.1426
Health care Outpatient | 7.32 | 65.88 | 12 | 2077964 | TRUE | TRUE |  | Health care Outpatient | 7.32 | 65.88 | 73.2 | 5.3568 | 55.998 | 61.3548 | 0 | 57.7813 | 57.7813 | 0 | 56.6634 | 56.6634 |  |  | Health care Outpatient | 13.0105 | 5.6487 | 0.15575 | 0.72982 | 6.913 | 847.2% | 0.481 | 1.1543 |  |  |  | 73.2 | 61.3548 | 57.7813 | 56.6634
Lodging | 34.44 | 51.66 | 155 | 31174509.2 | TRUE | TRUE |  | Lodging | 34.44 | 51.66 | 86.1 | 31.6576 | 43.911 | 75.5686 | 0 | 58.6739 | 58.6739 | 0 | 57.3014 | 57.3014 |  |  | Lodging | 11.7265 | 5.8877 | 0.15816 | 6.2217 | 17.176 | 176.1% | 0.94692 | 0.34603 |  |  |  | 86.1 | 75.5686 | 58.6739 | 57.3014
Mercantile Enclosed and strip malls | 0 | 75.75 | 6 | 886143 | TRUE | TRUE |  | Mercantile Enclosed and strip malls | 49.6125 | 68.3241 | 117.9366 | 44.5803 | 58.0755 | 102.6558 | 0 | 81.0125 | 81.0125 | 0 | 78.7363 | 78.7363 |  |  | Mercantile Enclosed and strip malls | 15.7249 | 7.9309 | 0.21838 | 17.499 | 33.9469 | 93.99% | 1.0607 | 0.36895 |  |  |  | 117.9366 | 102.6558 | 81.0125 | 78.7363
Mercantile Retail (other than mall) | 17.37 | 40.53 | 5 | 1105881 | TRUE | TRUE |  | Mercantile Retail (other than mall) | 20.756 | 48.7663 | 69.5222 | 16.5848 | 41.4513 | 58.0362 | 0 | 48.3368 | 48.3368 | 0 | 47.3431 | 47.3431 |  |  | Mercantile Retail (other than mall) | 10.4453 | 4.8516 | 0.1303 | 5.2552 | 18.2676 | 247.6% | 1.2615 | 0.7846 |  |  |  | 69.5222 | 58.0362 | 48.3368 | 47.3431
Office | 0.9 | 60 | 445 | 106512888 | TRUE | TRUE |  | Office | 0.9 | 60 | 60.9 | 0.73703 | 51 | 51.737 | 0 | 51.3801 | 51.3801 | 0 | 49.9853 | 49.9853 |  |  | Office | 11.543 | 4.9246 | 0.1385 | 0.21753 | 0.72781 | 234.6% | 0.044744 | 0.69236 |  |  |  | 60.9 | 51.737 | 51.3801 | 49.9853
Other | 25.23 | 58.87 | 41 | 6039572.8 | TRUE | TRUE |  | Other | 25.23 | 58.87 | 84.1 | 18.0963 | 50.0395 | 68.1358 | 0 | 55.9596 | 55.9596 | 0 | 50.0945 | 50.0945 |  |  | Other | 12.6187 | 5.7546 | 0.15084 | 2.5099 | 24.8045 | 888.3% | 1.7882 | 1.232 |  |  |  | 84.1 | 68.1358 | 55.9596 | 50.0945
Public Assembly | 40.52 | 60.78 | 31 | 2096698 | TRUE | TRUE |  | Public assembly | 40.52 | 60.78 | 101.3 | 32.1044 | 51.663 | 83.7674 | 0 | 66.3718 | 66.3718 | 0 | 64.5202 | 64.5202 |  |  | Public assembly | 13.7967 | 6.654 | 0.17891 | 10.4121 | 36.3444 | 249.1% | 1.9043 | 0.80775 |  |  |  | 101.3 | 83.7674 | 66.3718 | 64.5202
Public order and safety | 34.88 | 52.32 | 37 | 1416930 | TRUE | TRUE |  | Public order and safety | 34.88 | 52.32 | 87.2 | 30.0065 | 44.472 | 74.4785 | 0 | 56.2585 | 56.2585 | 0 | 53.9251 | 53.9251 |  |  | Public order and safety | 11.8763 | 5.8538 | 0.15165 | 5.2595 | 22.2951 | 323.9% | 1.453 | 0.56773 |  |  |  | 87.2 | 74.4785 | 56.2585 | 53.9251
Religious Worship | 26.1225 | 31.9275 | 14 | 1588064 | TRUE | TRUE |  | Religious worship | 26.1225 | 31.9275 | 58.05 | 19.9335 | 27.1384 | 47.0719 | 0 | 35.1056 | 35.1056 | 0 | 32.8126 | 32.8126 |  |  | Religious worship | 7.5043 | 3.6584 | 0.09463 | 6.2105 | 25.1998 | 305.8% | 2.5628 | 0.95263 |  |  |  | 58.05 | 47.0719 | 35.1056 | 32.8126
Service | 58.04 | 87.06 | 2 | 268228 | TRUE | TRUE |  | Service | 36.2237 | 25.9072 | 62.131 | 28.9897 | 22.0211 | 51.0108 | 0 | 32.3768 | 32.3768 | 0 | 29.5051 | 29.5051 |  |  | Service | 6.8873 | 3.6491 | 0.087274 | 3.6493 | 27.6009 | 656.3% | 3.5223 | 0.82621 |  |  |  | 62.131 | 51.0108 | 32.3768 | 29.5051
Warehouse and storage | 1.29 | 11.61 | 25 | 3460183 | TRUE | TRUE |  | Warehouse and storage | 1.29 | 11.61 | 12.9 | 1.063 | 9.8685 | 10.9315 | 0 | 10.4358 | 10.4358 | 0 | 10.1584 | 10.1584 |  |  | Warehouse and storage | 2.2928 | 1.0018 | 0.02813 | 0.33254 | 1.0399 | 212.7% | 0.31233 | 0.66543 |  |  |  | 12.9 | 10.9315 | 10.4358 | 10.1584
Vacant |  |  |  |  | TRUE | TRUE |  | Vacant | 10.3678 | 14.806 | 25.1738 | 7.568 | 12.5851 | 20.1532 | 0 | 15.0991 | 15.0991 | 0 | 14.7507 | 14.7507 |  |  | Vacant | 3.3873 | 1.6075 | 0.040701 | 1.0334 | 9.8421 | 852.4% | 2.6322 | 1.1639 |  |  |  | 25.1738 | 20.1532 | 15.0991 | 14.7507
Target Analysis | [14 empty] | Energy Efficiency (Interim) Target |  |  |  |  | Energy Efficiency (Interim) Target
DC |  | 10 |  | Baseline Site EUI | Starting Point 3 |  | Baseline Estimate of Elec End Use Site EUI |  | Baseline Estimate of Gas End Use Site EUI | [5 empty] | Gas End Uses |  |  |  |  | Energy Efficiency (Interim) Target |  |  |  | Electrification Target |  |  |  | Electrification with reduced heating consumption End Uses | [5 empty] | Electrification + Reduced heating consumption
Principal Building Activity | Covered Floor Area | Large Enough BM Sample? | Energy Data Source | Total Site | Total Elec | Total Gas | Elec Cool | Elec Other | Gas Heat | Gas WH | Gas Cook | Gas Other |  |  | Space Heating | Water Heating | Cooking | Other |  | Gas Target | Elec Target | Site EUI |  | (Former) Gas Target | Elec Target | Site EUI Target |  | Heating Fuel | Water Heating | Cooking | Other | Other Elec | Cooling Elec | (Former) Gas Target | Elec Target | Site EUI Target |  | BAU Equipment Replacement Cost | Electrification Cost | EnerPhit Cooling EUI Allowance | Cooling EUI Reduction
MF-New-Tall | 28601738 | TRUE | City | 44.2 | 35.36 | 8.84 | 13.1506 | 22.2094 | 3.021 | 5.1302 | 0.68883 | 0 |  |  | 2.1147 | 5.1302 | 0.68883 | 0 |  | 7.9337 | 30.056 | 37.9897 |  | 3.195 | 30.056 | 33.251 |  | 2.1147 | 5.1302 | 0.68883 | 0 | 18.878 | 9.2054 | 3.195 | 28.0834 | 31.2785 |  | 1.3543 | 4.7869 | 7.1035 | 17.65%
MF-Old-Tall | 47296920 | TRUE | City | 63.2 | 18.96 | 44.24 | 6.4406 | 12.5194 | 17.4557 | 23.6137 | 3.1706 | 0 |  |  | 12.219 | 23.6137 | 3.1706 | 0 |  | 39.0033 | 16.116 | 55.1193 |  | 15.5018 | 16.116 | 31.6178 |  | 9.9 | 23.6137 | 3.1706 | 0 | 10.6415 | 4.5084 | 14.7597 | 15.1499 | 29.9096 |  | 6.586 | 25.6874 | 3.8089 | 17.65%
MF-Short | 22869495.5 | TRUE | City | 58.8 | 23.52 | 35.28 | 7.3458 | 16.1742 | 12.8876 | 19.3377 | 3.0547 | 0 |  |  | 9.0213 | 19.3377 | 3.0547 | 0 |  | 31.4137 | 19.992 | 51.4057 |  | 12.6586 | 19.992 | 32.6506 |  | 9.0213 | 19.3377 | 3.0547 | 0 | 13.7481 | 5.1421 | 12.6586 | 18.8901 | 31.5488 |  | 5.6011 | 19.9189 | 5.0515 | 17.65%
Education | 29184618.5 | TRUE | City | 66.9 | 40.14 | 26.76 | 10.274 | 29.866 | 16.3067 | 5.0815 | 1.3067 | 4.0652 |  |  | 11.4147 | 5.0815 | 1.3067 | 4.0652 |  | 21.868 | 34.119 | 55.987 |  | 10.1272 | 34.119 | 44.2462 |  | 9.9 | 5.0815 | 1.3067 | 4.0652 | 25.3861 | 9.7068 | 9.6425 | 35.0929 | 44.7353 |  | 5.7369 | 21.322 | 9.7068 | -11.15%
Food sales | 843823 | TRUE | City | 194.95 | 136.465 | 58.485 | 5.0812 | 131.3838 | 28.9365 | 3.495 | 26.0535 | 0 |  |  | 20.2555 | 3.495 | 26.0535 | 0 |  | 49.8041 | 115.9952 | 165.7993 |  | 23.7834 | 115.9952 | 139.7786 |  | 9.9 | 3.495 | 26.0535 | 0 | 111.6762 | 3.5569 | 20.4696 | 115.2331 | 135.7027 |  | 22.9834 | 49.4123 | 44.2228 | 17.65%
Food service | 140000 | FALSE | CBECS | 271.2944 | 91.2675 | 180.0269 | 19.0485 | 72.2189 | 27.3476 | 37.4767 | 115.2026 | 0 |  |  | 19.1433 | 37.4767 | 115.2026 | 0 |  | 171.8227 | 77.5773 | 249.4 |  | 91.6389 | 77.5773 | 169.2162 |  | 9.9 | 37.4767 | 115.2026 | 0 | 61.3861 | 13.334 | 88.681 | 74.7201 | 163.4011 |  | 93.9309 | 120.0269 | 24.1068 | 17.65%
Health care Inpatient | 3933477 | FALSE | CBECS | 218.8232 | 98.5627 | 120.2606 | 27.819 | 70.7436 | 54.2734 | 29.8203 | 14.432 | 21.7349 |  |  | 37.9914 | 29.8203 | 14.432 | 21.7349 |  | 103.9785 | 83.7783 | 187.7568 |  | 52.3946 | 83.7783 | 136.1729 |  | 9.9 | 29.8203 | 14.432 | 21.7349 | 60.1321 | 23.6052 | 43.4054 | 83.7372 | 127.1426 |  | 33.3267 | 86.1224 | 23.6052 | 0.1735%
Health care Outpatient | 2077964 | TRUE | City | 73.2 | 65.88 | 7.32 | 7.4528 | 58.4272 | 6.5442 | 0.77585 | 0 | 0 |  |  | 4.5809 | 0.77585 | 0 | 0 |  | 5.3568 | 55.998 | 61.3548 |  | 1.7833 | 55.998 | 57.7813 |  | 4.5809 | 0.77585 | 0 | 0 | 49.6631 | 5.217 | 1.7833 | 54.8801 | 56.6634 |  | 0.72982 | 6.913 | 19.4176 | 17.65%
Lodging | 31174509.2 | TRUE | City | 86.1 | 51.66 | 34.44 | 9.1503 | 42.5097 | 9.2748 | 20.1473 | 0 | 5.0178 |  |  | 6.4924 | 20.1473 | 0 | 5.0178 |  | 31.6576 | 43.911 | 75.5686 |  | 14.7629 | 43.911 | 58.6739 |  | 6.4924 | 20.1473 | 0 | 5.0178 | 36.1333 | 6.4052 | 14.7629 | 42.5385 | 57.3014 |  | 6.2217 | 17.176 | 14.0056 | 17.65%
Mercantile Enclosed and strip malls | 886143 | FALSE | CBECS | 117.9366 | 68.3241 | 49.6125 | 11.2456 | 57.0785 | 16.7741 | 12.7204 | 13.8932 | 6.2249 |  |  | 11.7419 | 12.7204 | 13.8932 | 6.2249 |  | 44.5803 | 58.0755 | 102.6558 |  | 22.937 | 58.0755 | 81.0125 |  | 9.9 | 12.7204 | 13.8932 | 6.2249 | 48.5167 | 7.8719 | 22.3476 | 56.3886 | 78.7363 |  | 17.499 | 33.9469 | 18.959 | 17.65%
Mercantile Retail (other than mall) | 1105881 | FALSE | CBECS | 69.5222 | 48.7663 | 20.756 | 6.6248 | 42.1415 | 13.9037 | 2.0154 | 4.8369 | 0 |  |  | 9.7326 | 2.0154 | 4.8369 | 0 |  | 16.5848 | 41.4513 | 58.0362 |  | 6.8855 | 41.4513 | 48.3368 |  | 9.7326 | 2.0154 | 4.8369 | 0 | 35.8202 | 4.6374 | 6.8855 | 40.4576 | 47.3431 |  | 5.2552 | 18.2676 | 13.8804 | 17.65%
Office | 106512888 | TRUE | City | 60.9 | 60 | 0.9 | 9.2991 | 50.7009 | 0.54324 | 0.1206 | 0 | 0.23617 |  |  | 0.38027 | 0.1206 | 0 | 0.23617 |  | 0.73703 | 51 | 51.737 |  | 0.38014 | 51 | 51.3801 |  | 0.38027 | 0.1206 | 0 | 0.23617 | 43.0957 | 6.5094 | 0.38014 | 49.6051 | 49.9853 |  | 0.21753 | 0.72781 | 16.7906 | 17.65%
Other | 6039572.8 | TRUE | City | 84.1 | 58.87 | 25.23 | 24.7108 | 34.1592 | 23.779 | 1.451 | 0 | 0 |  |  | 16.6453 | 1.451 | 0 | 0 |  | 18.0963 | 50.0395 | 68.1358 |  | 5.9201 | 50.0395 | 55.9596 |  | 9.9 | 1.451 | 0 | 0 | 29.0353 | 17.2975 | 3.7616 | 46.3329 | 50.0945 |  | 2.5099 | 24.8045 | 11.1665 | 17.65%
Public assembly | 2096698 | TRUE | City | 101.3 | 60.78 | 40.52 | 15.9273 | 44.8527 | 28.052 | 1.9835 | 6.0451 | 4.4394 |  |  | 19.6364 | 1.9835 | 6.0451 | 4.4394 |  | 32.1044 | 51.663 | 83.7674 |  | 14.7088 | 51.663 | 66.3718 |  | 9.9 | 1.9835 | 6.0451 | 4.4394 | 38.1248 | 14.8022 | 11.5932 | 52.927 | 64.5202 |  | 10.4121 | 36.3444 | 14.8022 | -9.337%
Public order and safety | 1416930 | TRUE | City | 87.2 | 52.32 | 34.88 | 12.4169 | 39.9031 | 16.2449 | 16.0157 | 2.6194 | 0 |  |  | 11.3714 | 16.0157 | 2.6194 | 0 |  | 30.0065 | 44.472 | 74.4785 |  | 11.7865 | 44.472 | 56.2585 |  | 9.9 | 16.0157 | 2.6194 | 0 | 33.9176 | 8.6919 | 11.3156 | 42.6095 | 53.9251 |  | 5.2595 | 22.2951 | 13.1194 | 17.65%
Religious worship | 1588064 | TRUE | City | 58.05 | 31.9275 | 26.1225 | 5.5994 | 26.3281 | 20.6299 | 0 | 5.4926 | 0 |  |  | 14.4409 | 0 | 5.4926 | 0 |  | 19.9335 | 27.1384 | 47.0719 |  | 7.9672 | 27.1384 | 35.1056 |  | 9.9 | 0 | 5.4926 | 0 | 22.3789 | 3.9196 | 6.5141 | 26.2985 | 32.8126 |  | 6.2105 | 25.1998 | 8.5039 | 17.65%
Service | 268228 | FALSE | CBECS | 62.131 | 25.9072 | 36.2237 | 4.2548 | 21.6524 | 24.1134 | 12.1103 | 0 | 0 |  |  | 16.8794 | 12.1103 | 0 | 0 |  | 28.9897 | 22.0211 | 51.0108 |  | 10.3556 | 22.0211 | 32.3768 |  | 9.9 | 12.1103 | 0 | 0 | 18.4045 | 2.9784 | 8.1222 | 21.3829 | 29.5051 |  | 3.6493 | 27.6009 | 6.9141 | 17.65%
Warehouse and storage | 3460183 | TRUE | City | 12.9 | 11.61 | 1.29 | 1.8494 | 9.7606 | 0.75677 | 0.1562 | 0 | 0.37703 |  |  | 0.52974 | 0.1562 | 0 | 0.37703 |  | 1.063 | 9.8685 | 10.9315 |  | 0.56728 | 9.8685 | 10.4358 |  | 0.52974 | 0.1562 | 0 | 0.37703 | 8.2966 | 1.2945 | 0.56728 | 9.5911 | 10.1584 |  | 0.33254 | 1.0399 | 2.8709 | 17.65%
Vacant | 0 | FALSE | CBECS | 25.1738 | 14.806 | 10.3678 | 2.3227 | 12.4834 | 9.3325 | 1.0353 | 0 | 0 |  |  | 6.5327 | 1.0353 | 0 | 0 |  | 7.568 | 12.5851 | 20.1532 |  | 2.514 | 12.5851 | 15.0991 |  | 6.5327 | 1.0353 | 0 | 0 | 10.6109 | 1.6259 | 2.514 | 12.2367 | 14.7507 |  | 1.0334 | 9.8421 | 3.7967 | 17.65%
[7 empty] | Space Cooling Ratio Multiplier |  | Space Heating Ratio Multiplier | [18 empty] | Passive House EnerPhit Requirement for space heating load |  |  |  | Passive House EnerPhit Requirement for space cooing load
[7 empty] | 1.0482 |  | 0.84133 | Location Based Multiplier | [17 empty] | 7.92 | kBTU/SF |  |  | 4.75 | kBTU/SF
[9 empty] | 0.7106 | MF Space Heating Multplier | [17 empty] | Source: Table 2, Cool-temperate climate in Criteria for the Passive House, EnerPhit and PHI Low Energy Building Standard (IP Version), version 9f.
[28 empty] | 9.9 |  |  |  | 0%
5.8692
Note on Z4: Defaults to the Core City baseline GHG selected by the respective cities for this analysis. Variable can be changed from default.
Note on Q10: To meet a Zero Net Carbon (ZNC) goal, buildings must eliminate on-site combustion, which can be achieved through electrification of all end uses. This target converts the Energy Efficiency target end uses from gas to electricity without reducing end use consumption.
Note on T10: The reduced consumption achieved in this additional target is from a retrofit pathway that includes additional wall insulation and energy recovery ventilation that minimizes space heating and space cooling loads. Other end uses are not affected. See full report for more detail.
Note on G11: The baseline for the default typologies uses the median site EUI and the median fuel split (gas vs electricity) to arrive at the baseline Gas EUI and baseline Elec EUI. Initial assumptions on the gas-using sytems in the building are made in these columns, which inform how energy use can be reduced in each typology at the given baseline. To run different scenarios for a given typology, you can change the baseline EUI numbers and the gas space and water heating assumptions here, then see the results in the targets at right.

## Santa Mon
Blue cells are input cells
Enter City Name | Santa Monica |  |  |  | Energy efficiency gains across all typologies for EE Standard | [17 empty] | GHG Coefficients | kgCO2e/kBTU
Building America Climate Zone | Mixed-dry/Hot-dry | Starting Point 1 |  | Electricity | 30% | [17 empty] | Natural Gas | 0.05311
Climate Approximated Core City Overwrite for specific Core City Used for major typology targets | Santa Mon |  |  | Space Heating | 30% | [17 empty] | Electricity Baseline Average Annual | 0.070432 | Annual average GHG coefficient - does NOT consider marginal dispatch or non-baseload
|  |  |  | Water Heating | 0% | [17 empty] | Electricity Interim | 0.035216 | 50% lower than today
|  |  |  | Cooking | 0% | [17 empty] | Electricity ZNC - compatible | 0.0026956 | Effectively Carbon Neutral, once outside offsets are included. Default based on Seattle GHG inventory 2016.
Heat/Cool Load % Above EnerPHit (ZNC-comp red. Cons. Only) | 0% |  |  | Other | 0%
Input Site EUI Data - Starting Point 2 | kBTU/SF | kBTU/SF | Buildings | Buildings | SF
Paste in median gas and electricity site EUI per building type | [8 empty] | Baseline |  |  | Interim - EE Standard Target |  |  | ZNC - Standard Target |  |  | ZNC Reduced Consumption Target |  |  |  |  | Santa Monica | Greenhouse Gas Intensity [kgCO2e/SF/yr] |  |  | Installation Cost Intensity for Retrofits [$/SF]
Primary Building Activity Default is CBECS types + Multifamily | Baseline Gas EUI | Baseline Elec EUI | Building Count | Covered Floor Area | Gas Heating? | Gas DHW? |  | Santa Monica: Targets Table | Gas EUI | Elec EUI | Site EUI | Gas EUI | Elec EUI | Site EUI | Gas EUI | Elec EUI | Site EUI | Gas EUI | Elec EUI | Site EUI | Site EUI Trend (Lowest point highlighted) |  | GHG & Cost Impact | Baseline | Interim | ZNC compatible | Baseline BAU Cost | ZNC compatible systems | Increased cost for ZNC compatibility % above BAU | Carbon Abatement Cost [$/kgCO2e/yr] | Gas Reduction Cost [$/kBTU/SF]
MF-New-Tall |  |  |  | 571840 | TRUE | TRUE |  | MF-New-Tall | 29.1204 | 16.2733 | 45.3937 | 26.4301 | 11.3913 | 37.8214 | 0 | 22.1217 | 22.1217 | 0 | 22.1217 | 22.1217 |  |  | MF-New-Tall | 2.6927 | 1.8049 | 0.059631 | 4.542 | 15.0402 | 231.1% | 3.987 | 0.39721 |  |  |  | 45.3937 | 37.8214 | 22.1217 | 22.1217
MF-Old-Tall |  |  |  | 309734 | TRUE | TRUE |  | MF-Old-Tall | 31.4101 | 14.4143 | 45.8245 | 28.0329 | 10.09 | 38.1229 | 0 | 21.3334 | 21.3334 | 0 | 21.3334 | 21.3334 |  |  | MF-Old-Tall | 2.6834 | 1.8442 | 0.057506 | 4.7691 | 17.3965 | 264.8% | 4.8088 | 0.45045 |  |  |  | 45.8245 | 38.1229 | 21.3334 | 21.3334
MF-Short |  |  |  | 357213 | TRUE | TRUE |  | MF-Short | 26.1144 | 16.3897 | 42.5042 | 23.5264 | 11.4728 | 34.9992 | 0 | 21.0366 | 21.0366 | 0 | 21.0366 | 21.0366 |  |  | MF-Short | 2.5413 | 1.6535 | 0.056706 | 4.2316 | 14.0762 | 232.6% | 3.9623 | 0.41845 |  |  |  | 42.5042 | 34.9992 | 21.0366 | 21.0366
Education |  |  |  | 1145724 | TRUE | TRUE |  | Education | 28.0823 | 33.388 | 61.4702 | 23.9307 | 23.3716 | 47.3023 | 0 | 35.2936 | 35.2936 | 0 | 37.1673 | 37.1673 |  |  | Education | 3.843 | 2.094 | 0.095137 | 6.9855 | 20.4286 | 192.4% | 3.5869 | 0.56175 |  |  |  | 61.4702 | 47.3023 | 35.2936 | 37.1673
Food Sales |  |  |  | 0 | TRUE | TRUE |  | Food sales | 59.3888 | 148.5614 | 207.9503 | 52.6391 | 103.993 | 156.6321 | 0 | 130.6329 | 130.6329 | 0 | 128.7611 | 128.7611 |  |  | Food sales | 13.6176 | 6.4579 | 0.35213 | 27.3414 | 47.6658 | 74.34% | 1.5321 | 0.38611 |  |  |  | 207.9503 | 156.6321 | 130.6329 | 128.7611
Food Service |  |  |  | 2715789 | TRUE | TRUE |  | Food service | 177.1231 | 88.2313 | 265.3544 | 171.7903 | 61.7619 | 233.5522 | 0 | 154.9912 | 154.9912 | 0 | 154.1774 | 154.1774 |  |  | Food service | 15.6213 | 11.2988 | 0.41779 | 96.9648 | 114.1897 | 17.76% | 1.133 | 0.10027 |  |  |  | 265.3544 | 233.5522 | 154.9912 | 154.1774
Health care Inpatient |  |  |  | 1058111 | TRUE | TRUE |  | Health care Inpatient | 113.9233 | 94.1434 | 208.0667 | 102.3465 | 65.9004 | 168.2468 | 0 | 120.4811 | 120.4811 | 0 | 119.0676 | 119.0676 |  |  | Health care Inpatient | 12.6811 | 7.7564 | 0.32477 | 35.7282 | 74.2699 | 107.9% | 3.1192 | 0.37658 |  |  |  | 208.0667 | 168.2468 | 120.4811 | 119.0676
Health care Outpatient |  |  |  | 6317545 | TRUE | TRUE |  | Health care Outpatient | 23.9366 | 58.5289 | 82.4655 | 17.9039 | 40.9702 | 58.8742 | 0 | 47.0405 | 47.0405 | 0 | 45.7042 | 45.7042 |  |  | Health care Outpatient | 5.3936 | 2.3937 | 0.1268 | 2.3924 | 21.5743 | 801.8% | 3.6421 | 1.0714 |  |  |  | 82.4655 | 58.8742 | 47.0405 | 45.7042
Lodging |  |  |  | 0 | TRUE | TRUE |  | Lodging | 40.5304 | 42.3205 | 82.8509 | 38.2605 | 29.6243 | 67.8848 | 0 | 47.9358 | 47.9358 | 0 | 47.9358 | 47.9358 |  |  | Lodging | 5.1333 | 3.0753 | 0.12921 | 7.6951 | 17.7831 | 131.1% | 2.0159 | 0.26366 |  |  |  | 82.8509 | 67.8848 | 47.9358 | 47.9358
Mercantile Enclosed and strip malls |  |  |  | 11975697 | TRUE | TRUE |  | Mercantile Enclosed and strip malls | 47.725 | 66.8398 | 114.5648 | 44.2695 | 46.7878 | 91.0573 | 0 | 70.5148 | 70.5148 | 0 | 70.5148 | 70.5148 |  |  | Mercantile Enclosed and strip malls | 7.2423 | 3.9988 | 0.19008 | 18.6016 | 30.2497 | 62.62% | 1.6517 | 0.26312 |  |  |  | 114.5648 | 91.0573 | 70.5148 | 70.5148
Mercantile Retail (other than mall) |  |  |  | 1693569 | TRUE | TRUE |  | Mercantile Retail (other than mall) | 19.0051 | 47.4843 | 66.4894 | 15.8222 | 33.239 | 49.0613 | 0 | 40.236 | 40.236 | 0 | 40.236 | 40.236 |  |  | Mercantile Retail (other than mall) | 4.3538 | 2.0109 | 0.10846 | 5.8013 | 15.7695 | 171.8% | 2.3481 | 0.63001 |  |  |  | 66.4894 | 49.0613 | 40.236 | 40.236
Office |  |  |  | 405272 | TRUE | TRUE |  | Office | 27.3698 | 50.4843 | 77.8541 | 23.3732 | 35.339 | 58.7122 | 0 | 48.5002 | 48.5002 | 0 | 48.5002 | 48.5002 |  |  | Office | 5.0093 | 2.4858 | 0.13074 | 7.7647 | 20.3551 | 162.2% | 2.5808 | 0.53867 |  |  |  | 77.8541 | 58.7122 | 48.5002 | 48.5002
Other |  |  |  | 224298 | TRUE | TRUE |  | Other | 25.2575 | 92.3771 | 117.6346 | 18.3564 | 64.664 | 83.0204 | 0 | 70.7388 | 70.7388 | 0 | 68.754 | 68.754 |  |  | Other | 7.8477 | 3.2521 | 0.19068 | 2.5163 | 24.1913 | 861.4% | 2.8307 | 1.1808 |  |  |  | 117.6346 | 83.0204 | 70.7388 | 68.754
Public Assembly |  |  |  | 616152 | TRUE | TRUE |  | Public assembly | 31.2893 | 42.0675 | 73.3567 | 25.8116 | 29.4472 | 55.2588 | 0 | 42.3424 | 42.3424 | 0 | 43.6868 | 43.6868 |  |  | Public assembly | 4.6247 | 2.4079 | 0.11414 | 9.7845 | 26.6037 | 171.9% | 3.7289 | 0.65161 |  |  |  | 73.3567 | 55.2588 | 42.3424 | 43.6868
Public order and safety |  |  |  | 1269985 | TRUE | TRUE |  | Public order and safety | 38.1211 | 43.4506 | 81.5717 | 34.0968 | 30.4154 | 64.5123 | 0 | 44.2225 | 44.2225 | 0 | 44.2225 | 44.2225 |  |  | Public order and safety | 5.0849 | 2.882 | 0.11921 | 6.1671 | 21.1992 | 243.7% | 3.0272 | 0.44087 |  |  |  | 81.5717 | 64.5123 | 44.2225 | 44.2225
Religious Worship |  |  |  | 1068166 | TRUE | TRUE |  | Religious worship | 18.4111 | 15.4663 | 33.8774 | 14.5418 | 10.8264 | 25.3682 | 0 | 17.0743 | 17.0743 | 0 | 17.0743 | 17.0743 |  |  | Religious worship | 2.0671 | 1.1536 | 0.046025 | 5.4592 | 17.2576 | 216.1% | 5.8376 | 0.81134 |  |  |  | 33.8774 | 25.3682 | 17.0743 | 17.0743
Service |  |  |  | 2677012 | TRUE | TRUE |  | Service | 33.1918 | 25.1819 | 58.3737 | 27.6794 | 17.6273 | 45.3067 | 0 | 27.8048 | 27.8048 | 0 | 26.8569 | 26.8569 |  |  | Service | 3.5364 | 2.0908 | 0.07495 | 3.3608 | 22.3179 | 564.1% | 5.4766 | 0.68488 |  |  |  | 58.3737 | 45.3067 | 27.8048 | 26.8569
Warehouse and storage |  |  |  | 5336347 | TRUE | TRUE |  | Warehouse and storage | 18.4578 | 21.2904 | 39.7482 | 15.8598 | 14.9033 | 30.763 | 0 | 24.1516 | 24.1516 | 0 | 24.1516 | 24.1516 |  |  | Warehouse and storage | 2.4798 | 1.3671 | 0.065103 | 5.5897 | 13.7092 | 145.3% | 3.3625 | 0.51196 |  |  |  | 39.7482 | 30.763 | 24.1516 | 24.1516
Vacant |  |  |  | 15347842 | TRUE | TRUE |  | Vacant | 9.0867 | 14.4349 | 23.5216 | 6.7728 | 10.1045 | 16.8773 | 0 | 12.3942 | 12.3942 | 0 | 12.3942 | 12.3942 |  |  | Vacant | 1.4993 | 0.71554 | 0.033409 | 0.90784 | 8.2533 | 809.1% | 5.011 | 1.0845 |  |  |  | 23.5216 | 16.8773 | 12.3942 | 12.3942
Target Analysis | [14 empty] | Energy Efficiency (Interim) Target |  |  |  |  | Energy Efficiency (Interim) Target
Santa Monica |  | 10 |  | Baseline Site EUI | Starting Point 3 |  | Baseline Estimate of Elec End Use Site EUI |  | Baseline Estimate of Gas End Use Site EUI | [5 empty] | Gas End Uses |  |  |  |  | Energy Efficiency (Interim) Target |  |  |  | Electrification Target |  |  |  | Electrification with reduced heating consumption End Uses | [5 empty] | Electrification + Reduced heating consumption
Principal Building Activity | Covered Floor Area | Large Enough BM Sample? | Energy Data Source | Total Site | Total Elec | Total Gas | Elec Cool | Elec Other | Gas Heat | Gas WH | Gas Cook | Gas Other |  |  | Space Heating | Water Heating | Cooking | Other |  | Gas Target | Elec Target | Site EUI |  | (Former) Gas Target | Elec Target | Site EUI Target |  | Heating Fuel | Water Heating | Cooking | Other | Other Elec | Cooling Elec | (Former) Gas Target | Elec Target | Site EUI Target |  | BAU Equipment Replacement Cost | Electrification Cost | EnerPhit Cooling EUI Allowance | Cooling EUI Reduction
MF-New-Tall | 571840 | FALSE | CBECS | 45.3937 | 16.2733 | 29.1204 | 5.0782 | 11.195 | 8.9678 | 17.7671 | 2.3856 | 0 |  |  | 6.2774 | 17.7671 | 2.3856 | 0 |  | 26.4301 | 11.3913 | 37.8214 |  | 10.7304 | 11.3913 | 22.1217 |  | 6.2774 | 17.7671 | 2.3856 | 0 | 7.8365 | 3.5548 | 10.7304 | 11.3913 | 22.1217 |  | 4.542 | 15.0402 | 2.6869 | 0%
MF-Old-Tall | 309734 | FALSE | CBECS | 45.8245 | 14.4143 | 31.4101 | 4.1085 | 10.3058 | 11.2575 | 17.7671 | 2.3856 | 0 |  |  | 7.8803 | 17.7671 | 2.3856 | 0 |  | 28.0329 | 10.09 | 38.1229 |  | 11.2433 | 10.09 | 21.3334 |  | 7.8803 | 17.7671 | 2.3856 | 0 | 7.2141 | 2.876 | 11.2433 | 10.09 | 21.3334 |  | 4.7691 | 17.3965 | 2.438 | 0%
MF-Short | 357213 | FALSE | CBECS | 42.5042 | 16.3897 | 26.1144 | 4.2951 | 12.0946 | 8.6269 | 15.102 | 2.3856 | 0 |  |  | 6.0388 | 15.102 | 2.3856 | 0 |  | 23.5264 | 11.4728 | 34.9992 |  | 9.5638 | 11.4728 | 21.0366 |  | 6.0388 | 15.102 | 2.3856 | 0 | 8.4662 | 3.0066 | 9.5638 | 11.4728 | 21.0366 |  | 4.2316 | 14.0762 | 2.9388 | 0%
Education | 1145724 | FALSE | CBECS | 61.4702 | 33.388 | 28.0823 | 7.1706 | 26.2174 | 13.8386 | 6.924 | 1.7805 | 5.5392 |  |  | 9.687 | 6.924 | 1.7805 | 5.5392 |  | 23.9307 | 23.3716 | 47.3023 |  | 11.922 | 23.3716 | 35.2936 |  | 9.687 | 6.924 | 1.7805 | 5.5392 | 18.3521 | 6.8932 | 11.922 | 25.2453 | 37.1673 |  | 6.9855 | 20.4286 | 6.8932 | -37.33%
Food sales | 0 | FALSE | CBECS | 207.9503 | 148.5614 | 59.3888 | 4.6415 | 143.92 | 22.4992 | 4.3633 | 32.5263 | 0 |  |  | 15.7495 | 4.3633 | 32.5263 | 0 |  | 52.6391 | 103.993 | 156.6321 |  | 26.6399 | 103.993 | 130.6329 |  | 9.9 | 4.3633 | 32.5263 | 0 | 100.744 | 3.249 | 24.7681 | 103.993 | 128.7611 |  | 27.3414 | 47.6658 | 39.8499 | 0%
Food service | 2715789 | FALSE | CBECS | 265.3544 | 88.2313 | 177.1231 | 15.4515 | 72.7798 | 17.7761 | 39.1133 | 120.2336 | 0 |  |  | 12.4433 | 39.1133 | 120.2336 | 0 |  | 171.7903 | 61.7619 | 233.5522 |  | 93.2293 | 61.7619 | 154.9912 |  | 9.9 | 39.1133 | 120.2336 | 0 | 50.9459 | 10.8161 | 92.4155 | 61.7619 | 154.1774 |  | 96.9648 | 114.1897 | 19.9307 | 0%
Health care Inpatient | 1058111 | FALSE | CBECS | 208.0667 | 94.1434 | 113.9233 | 22.2958 | 71.8476 | 38.5896 | 34.0441 | 16.4761 | 24.8135 |  |  | 27.0127 | 34.0441 | 16.4761 | 24.8135 |  | 102.3465 | 65.9004 | 168.2468 |  | 54.5807 | 65.9004 | 120.4811 |  | 9.9 | 34.0441 | 16.4761 | 24.8135 | 50.2933 | 19.6696 | 49.1047 | 69.9629 | 119.0676 |  | 35.7282 | 74.2699 | 19.6696 | -26.03%
Health care Outpatient | 6317545 | FALSE | CBECS | 82.4655 | 58.5289 | 23.9366 | 5.5557 | 52.9732 | 20.1087 | 3.8278 | 0 | 0 |  |  | 14.0761 | 3.8278 | 0 | 0 |  | 17.9039 | 40.9702 | 58.8742 |  | 6.0703 | 40.9702 | 47.0405 |  | 9.9 | 3.8278 | 0 | 0 | 37.0812 | 3.889 | 4.7339 | 40.9702 | 45.7042 |  | 2.3924 | 21.5743 | 14.3848 | 0%
Lodging | 0 | FALSE | CBECS | 82.8509 | 42.3205 | 40.5304 | 6.2898 | 36.0307 | 7.5665 | 26.391 | 0 | 6.5729 |  |  | 5.2966 | 26.391 | 0 | 6.5729 |  | 38.2605 | 29.6243 | 67.8848 |  | 18.3115 | 29.6243 | 47.9358 |  | 5.2966 | 26.391 | 0 | 6.5729 | 25.2215 | 4.4028 | 18.3115 | 29.6243 | 47.9358 |  | 7.6951 | 17.7831 | 9.6409 | 0%
Mercantile Enclosed and strip malls | 11975697 | FALSE | CBECS | 114.5648 | 66.8398 | 47.725 | 9.231 | 57.6088 | 11.5185 | 14.025 | 15.3181 | 6.8633 |  |  | 8.063 | 14.025 | 15.3181 | 6.8633 |  | 44.2695 | 46.7878 | 91.0573 |  | 23.7269 | 46.7878 | 70.5148 |  | 8.063 | 14.025 | 15.3181 | 6.8633 | 40.3261 | 6.4617 | 23.7269 | 46.7878 | 70.5148 |  | 18.6016 | 30.2497 | 15.6828 | 0%
Mercantile Retail (other than mall) | 1693569 | FALSE | CBECS | 66.4894 | 47.4843 | 19.0051 | 5.4126 | 42.0717 | 10.6096 | 2.4693 | 5.9262 | 0 |  |  | 7.4267 | 2.4693 | 5.9262 | 0 |  | 15.8222 | 33.239 | 49.0613 |  | 6.997 | 33.239 | 40.236 |  | 7.4267 | 2.4693 | 5.9262 | 0 | 29.4502 | 3.7888 | 6.997 | 33.239 | 40.236 |  | 5.8013 | 15.7695 | 11.3324 | 0%
Office | 405272 | FALSE | CBECS | 77.8541 | 50.4843 | 27.3698 | 6.5653 | 43.9191 | 13.322 | 4.7485 | 0 | 9.2992 |  |  | 9.3254 | 4.7485 | 0 | 9.2992 |  | 23.3732 | 35.339 | 58.7122 |  | 13.1612 | 35.339 | 48.5002 |  | 9.3254 | 4.7485 | 0 | 9.2992 | 30.7434 | 4.5957 | 13.1612 | 35.339 | 48.5002 |  | 7.7647 | 20.3551 | 11.8497 | 0%
Other | 224298 | FALSE | CBECS | 117.6346 | 92.3771 | 25.2575 | 32.5357 | 59.8414 | 23.0036 | 2.2539 | 0 | 0 |  |  | 16.1025 | 2.2539 | 0 | 0 |  | 18.3564 | 64.664 | 83.0204 |  | 6.0748 | 64.664 | 70.7388 |  | 9.9 | 2.2539 | 0 | 0 | 41.889 | 22.775 | 4.09 | 64.664 | 68.754 |  | 2.5163 | 24.1913 | 16.3079 | 0%
Public assembly | 616152 | FALSE | CBECS | 73.3567 | 42.0675 | 31.2893 | 9.2498 | 32.8177 | 18.2589 | 2.073 | 6.3177 | 4.6396 |  |  | 12.7813 | 2.073 | 6.3177 | 4.6396 |  | 25.8116 | 29.4472 | 55.2588 |  | 12.8952 | 29.4472 | 42.3424 |  | 9.9 | 2.073 | 6.3177 | 4.6396 | 22.9724 | 8.7413 | 11.9732 | 31.7137 | 43.6868 |  | 9.7845 | 26.6037 | 8.7413 | -35%
Public order and safety | 1269985 | FALSE | CBECS | 81.5717 | 43.4506 | 38.1211 | 8.6526 | 34.798 | 13.414 | 21.2341 | 3.4729 | 0 |  |  | 9.3898 | 21.2341 | 3.4729 | 0 |  | 34.0968 | 30.4154 | 64.5123 |  | 13.8071 | 30.4154 | 44.2225 |  | 9.3898 | 21.2341 | 3.4729 | 0 | 24.3586 | 6.0568 | 13.8071 | 30.4154 | 44.2225 |  | 6.1671 | 21.1992 | 9.2958 | 0%
Religious worship | 1068166 | FALSE | CBECS | 33.8774 | 15.4663 | 18.4111 | 2.276 | 13.1903 | 12.8975 | 0 | 5.5136 | 0 |  |  | 9.0283 | 0 | 5.5136 | 0 |  | 14.5418 | 10.8264 | 25.3682 |  | 6.2479 | 10.8264 | 17.0743 |  | 9.0283 | 0 | 5.5136 | 0 | 9.2332 | 1.5932 | 6.2479 | 10.8264 | 17.0743 |  | 5.4592 | 17.2576 | 3.2456 | 0%
Service | 2677012 | FALSE | CBECS | 58.3737 | 25.1819 | 33.1918 | 3.4702 | 21.7117 | 18.3747 | 14.8171 | 0 | 0 |  |  | 12.8623 | 14.8171 | 0 | 0 |  | 27.6794 | 17.6273 | 45.3067 |  | 10.1775 | 17.6273 | 27.8048 |  | 9.9 | 14.8171 | 0 | 0 | 15.1982 | 2.4291 | 9.2295 | 17.6273 | 26.8569 |  | 3.3608 | 22.3179 | 5.6316 | 0%
Warehouse and storage | 5336347 | FALSE | CBECS | 39.7482 | 21.2904 | 18.4578 | 2.8456 | 18.4448 | 8.6601 | 2.87 | 0 | 6.9277 |  |  | 6.0621 | 2.87 | 0 | 6.9277 |  | 15.8598 | 14.9033 | 30.763 |  | 9.2484 | 14.9033 | 24.1516 |  | 6.0621 | 2.87 | 0 | 6.9277 | 12.9113 | 1.9919 | 9.2484 | 14.9033 | 24.1516 |  | 5.5897 | 13.7092 | 4.7169 | 0%
Vacant | 15347842 | FALSE | CBECS | 23.5216 | 14.4349 | 9.0867 | 1.9001 | 12.5349 | 7.7128 | 1.3738 | 0 | 0 |  |  | 5.399 | 1.3738 | 0 | 0 |  | 6.7728 | 10.1045 | 16.8773 |  | 2.2897 | 10.1045 | 12.3942 |  | 5.399 | 1.3738 | 0 | 0 | 8.7744 | 1.33 | 2.2897 | 10.1045 | 12.3942 |  | 0.90784 | 8.2533 | 3.0621 | 0%
[7 empty] | Space Cooling Ratio Multiplier |  | Space Heating Ratio Multiplier | [18 empty] | Passive House EnerPhit Requirement for space heating load |  |  |  | Passive House EnerPhit Requirement for space cooing load
[7 empty] | 0.87952 |  | 0.52399 | Location Based Multiplier | [17 empty] | 7.92 | kBTU/SF |  |  | 4.75 | kBTU/SF
[9 empty] | 0.97797 | MF Space Heating Multplier | [17 empty] | Source: Table 2, Cool-temperate climate in Criteria for the Passive House, EnerPhit and PHI Low Energy Building Standard (IP Version), version 9f.
[28 empty] | 9.9 |  |  |  | 0%
5.8692
Note on Z4: Defaults to the Core City baseline GHG selected by the respective cities for this analysis. Variable can be changed from default.
Note on Q10: To meet a Zero Net Carbon (ZNC) goal, buildings must eliminate on-site combustion, which can be achieved through electrification of all end uses. This target converts the Energy Efficiency target end uses from gas to electricity without reducing end use consumption.
Note on T10: The reduced consumption achieved in this additional target is from a retrofit pathway that includes additional wall insulation and energy recovery ventilation that minimizes space heating and space cooling loads. Other end uses are not affected. See full report for more detail.
Note on G11: The baseline for the default typologies uses the median site EUI and the median fuel split (gas vs electricity) to arrive at the baseline Gas EUI and baseline Elec EUI. Initial assumptions on the gas-using sytems in the building are made in these columns, which inform how energy use can be reduced in each typology at the given baseline. To run different scenarios for a given typology, you can change the baseline EUI numbers and the gas space and water heating assumptions here, then see the results in the targets at right.

## NYC
Blue cells are input cells
Enter City Name | NYC |  |  |  | Energy efficiency gains across all typologies for EE Standard | [17 empty] | GHG Coefficients | kgCO2e/kBTU
Building America Climate Zone | Very cold/Cold | Starting Point 1 |  | Electricity | 30% | [17 empty] | Natural Gas | 0.05311
Climate Approximated Core City Overwrite for specific Core City Used for major typology targets | NYC |  |  | Space Heating | 30% | [17 empty] | Electricity Baseline Average Annual | 0.076 | Annual average GHG coefficient - does NOT consider marginal dispatch or non-baseload
|  |  |  | Water Heating | 0% | [17 empty] | Electricity Interim | 0.038 | 50% lower than today
|  |  |  | Cooking | 0% | [17 empty] | Electricity ZNC - compatible | 0.0026956 | Effectively Carbon Neutral, once outside offsets are included. Default based on Seattle GHG inventory 2016.
Heat/Cool Load % Above EnerPHit (ZNC-comp red. Cons. Only) | 0% |  |  | Other | 0%
Input Site EUI Data - Starting Point 2 | kBTU/SF | kBTU/SF | Buildings | Buildings | SF
Paste in median gas and electricity site EUI per building type | [8 empty] | Baseline |  |  | Interim - EE Standard Target |  |  | ZNC - Standard Target |  |  | ZNC Reduced Consumption Target |  |  |  |  | NYC | Greenhouse Gas Intensity [kgCO2e/SF/yr] |  |  | Installation Cost Intensity for Retrofits [$/SF]
Primary Building Activity Default is CBECS types + Multifamily | Baseline Gas EUI | Baseline Elec EUI | Building Count | Covered Floor Area | Gas Heating? | Gas DHW? |  | NYC: Targets Table | Gas EUI | Elec EUI | Site EUI | Gas EUI | Elec EUI | Site EUI | Gas EUI | Elec EUI | Site EUI | Gas EUI | Elec EUI | Site EUI | Site EUI Trend (Lowest point highlighted) |  | GHG & Cost Impact | Baseline | Interim | ZNC compatible | Baseline BAU Cost | ZNC compatible systems | Increased cost for ZNC compatibility % above BAU | Carbon Abatement Cost [$/kgCO2e/yr] | Gas Reduction Cost [$/kBTU/SF]
MF-New-Tall | 54.592 | 30.708 | 1865 | 382883357 | TRUE | TRUE |  | MF-New-Tall | 54.592 | 30.708 | 85.3 | 43.9463 | 21.4956 | 65.4419 | 0 | 37.7132 | 37.7132 | 0 | 32.9324 | 32.9324 |  |  | MF-New-Tall | 5.2332 | 3.1508 | 0.10166 | 6.9834 | 42.0278 | 501.8% | 6.8292 | 0.79744 |  |  |  | 85.3 | 65.4419 | 37.7132 | 32.9324
MF-Old-Tall | 76.551 | 20.349 | 9183 | 1702274825 | TRUE | TRUE |  | MF-Old-Tall | 76.551 | 20.349 | 96.9 | 60.4791 | 14.2443 | 74.7234 | 0 | 36.189 | 36.189 | 0 | 27.3567 | 27.3567 |  |  | MF-Old-Tall | 5.6121 | 3.7533 | 0.097551 | 9.4797 | 61.7577 | 551.5% | 9.4799 | 0.8644 |  |  |  | 96.9 | 74.7234 | 36.189 | 27.3567
MF-Short | 51.96 | 56.29 | 314 | 69793029 | TRUE | TRUE |  | MF-Short | 51.96 | 56.29 | 108.25 | 41.4679 | 39.403 | 80.8709 | 0 | 54.6497 | 54.6497 | 0 | 49.9836 | 49.9836 |  |  | MF-Short | 7.0376 | 3.6997 | 0.14731 | 6.7489 | 41.0406 | 508.1% | 4.9768 | 0.82695 |  |  |  | 108.25 | 80.8709 | 54.6497 | 49.9836
Education | 43.928 | 20.672 | 1529 | 319586694 | TRUE | TRUE |  | Education | 43.928 | 20.672 | 64.6 | 34.5701 | 14.4704 | 49.0405 | 0 | 29.3453 | 29.3453 | 0 | 25.5261 | 25.5261 |  |  | Education | 3.9041 | 2.3859 | 0.079103 | 8.1129 | 37.6326 | 363.9% | 7.7176 | 0.85391 |  |  |  | 64.6 | 49.0405 | 29.3453 | 25.5261
Food Sales | 0.1 | 114.7 | 18 | 8579843 | TRUE | TRUE |  | Food sales | 0.1 | 114.7 | 114.8 | 0.081822 | 80.29 | 80.3718 | 0 | 80.3266 | 80.3266 | 0 | 80.3266 | 80.3266 |  |  | Food sales | 8.7225 | 3.0554 | 0.21653 | 0.032834 | 0.088541 | 169.7% | 0.0065491 | 0.68082 |  |  |  | 114.8 | 80.3718 | 80.3266 | 80.3266
Food Service | 69.84 | 46.56 | 7 | 1341013 | TRUE | TRUE |  | Food service | 232.4193 | 82.8096 | 315.229 | 217.1138 | 57.9667 | 275.0805 | 0 | 170.9943 | 170.9943 | 0 | 162.7342 | 162.7342 |  |  | Food service | 18.6373 | 13.7336 | 0.46093 | 113.4391 | 161.6712 | 42.52% | 2.6536 | 0.22215 |  |  |  | 315.229 | 275.0805 | 170.9943 | 162.7342
Health care Inpatient | 113.337 | 66.563 | 15 | 73584591 | TRUE | TRUE |  | Health care Inpatient | 113.337 | 66.563 | 179.9 | 94.1742 | 46.5941 | 140.7683 | 0 | 91.0624 | 91.0624 | 0 | 79.9222 | 79.9222 |  |  | Health care Inpatient | 11.0781 | 6.7722 | 0.24547 | 27.2816 | 88.4233 | 224.1% | 5.6442 | 0.64924 |  |  |  | 179.9 | 140.7683 | 91.0624 | 79.9222
Health care Outpatient | 35.607 | 55.693 | 75 | 16489737 | TRUE | TRUE |  | Health care Outpatient | 35.607 | 55.693 | 91.3 | 25.6748 | 38.9851 | 64.6599 | 0 | 47.4237 | 47.4237 | 0 | 43.1757 | 43.1757 |  |  | Health care Outpatient | 6.1238 | 2.845 | 0.12783 | 3.5443 | 34.6454 | 877.5% | 5.187 | 1.2113 |  |  |  | 91.3 | 64.6599 | 47.4237 | 43.1757
Lodging | 60.85 | 60.85 | 519 | 189801323 | TRUE | TRUE |  | Lodging | 60.85 | 60.85 | 121.7 | 54.1583 | 42.595 | 96.7533 | 0 | 67.0211 | 67.0211 | 0 | 65.1926 | 65.1926 |  |  | Lodging | 7.8563 | 4.495 | 0.18066 | 10.3332 | 34.6432 | 235.3% | 3.1671 | 0.44887 |  |  |  | 121.7 | 96.7533 | 67.0211 | 65.1926
Mercantile Enclosed and strip malls | 9.17 | 82.53 | 32 | 12966991 | TRUE | TRUE |  | Mercantile Enclosed and strip malls | 9.17 | 82.53 | 91.7 | 7.9456 | 57.771 | 65.7166 | 0 | 61.6573 | 61.6573 | 0 | 61.6573 | 61.6573 |  |  | Mercantile Enclosed and strip malls | 6.7593 | 2.6173 | 0.1662 | 2.8587 | 6.7856 | 137.4% | 0.59561 | 0.49422 |  |  |  | 91.7 | 65.7166 | 61.6573 | 61.6573
Mercantile Retail (other than mall) | 23.1402 | 71.3098 | 132 | 30810118 | TRUE | TRUE |  | Mercantile Retail (other than mall) | 23.1402 | 71.3098 | 94.45 | 17.8566 | 49.9168 | 67.7734 | 0 | 56.9043 | 56.9043 | 0 | 56.1271 | 56.1271 |  |  | Mercantile Retail (other than mall) | 6.6485 | 2.8452 | 0.15339 | 4.8742 | 21.3189 | 337.4% | 2.5319 | 0.92093 |  |  |  | 94.45 | 67.7734 | 56.9043 | 56.1271
Office | 30.377 | 51.723 | 1255 | 717962630 | TRUE | TRUE |  | Office | 30.377 | 51.723 | 82.1 | 23.9514 | 36.2061 | 60.1575 | 0 | 47.4939 | 47.4939 | 0 | 45.8641 | 45.8641 |  |  | Office | 5.5443 | 2.6479 | 0.12802 | 6.2338 | 26.2796 | 321.6% | 3.701 | 0.83693 |  |  |  | 82.1 | 60.1575 | 47.4939 | 45.8641
Other | 32.142 | 40.908 | 232 | 105696502 | TRUE | TRUE |  | Other | 32.142 | 40.908 | 73.05 | 22.8601 | 28.6356 | 51.4957 | 0 | 36.058 | 36.058 | 0 | 34.0178 | 34.0178 |  |  | Other | 4.8161 | 2.3023 | 0.097197 | 3.1946 | 32.1162 | 905.3% | 6.1289 | 1.2652 |  |  |  | 73.05 | 51.4957 | 36.058 | 34.0178
Public Assembly | 46.464 | 50.336 | 218 | 45357092 | TRUE | TRUE |  | Public assembly | 46.464 | 50.336 | 96.8 | 35.6 | 35.2352 | 70.8352 | 0 | 50.2738 | 50.2738 | 0 | 45.33 | 45.33 |  |  | Public assembly | 6.2932 | 3.2297 | 0.13552 | 9.8652 | 43.4135 | 340.1% | 5.4482 | 0.94237 |  |  |  | 96.8 | 70.8352 | 50.2738 | 45.33
Public order and safety | 67.0535 | 46.5965 | 162 | 22091523 | TRUE | TRUE |  | Public order and safety | 67.0535 | 46.5965 | 113.65 | 55.4296 | 32.6176 | 88.0472 | 0 | 53.6732 | 53.6732 | 0 | 48.162 | 48.162 |  |  | Public order and safety | 7.1025 | 4.1833 | 0.14468 | 9.3853 | 48.346 | 415.1% | 5.5995 | 0.70289 |  |  |  | 113.65 | 88.0472 | 53.6732 | 48.162
Religious Worship | 42.12 | 38.88 | 55 | 10555813 | TRUE | TRUE |  | Religious worship | 42.12 | 38.88 | 81 | 31.316 | 27.216 | 58.532 | 0 | 39.0031 | 39.0031 | 0 | 34.1041 | 34.1041 |  |  | Religious worship | 5.1919 | 2.6974 | 0.10514 | 8.2023 | 41.4745 | 405.6% | 6.541 | 1.0625 |  |  |  | 81 | 58.532 | 39.0031 | 34.1041
Service | 89.376 | 32.224 | 88 | 10152313 | TRUE | TRUE |  | Service | 89.376 | 32.224 | 121.6 | 69.061 | 22.5568 | 91.6178 | 0 | 46.586 | 46.586 | 0 | 34.5854 | 34.5854 |  |  | Service | 7.1958 | 4.525 | 0.12558 | 8.9666 | 74.6693 | 732.8% | 9.2929 | 0.95137 |  |  |  | 121.6 | 91.6178 | 46.586 | 34.5854
Warehouse and storage | 29.068 | 38.532 | 296 | 103653477 | TRUE | TRUE |  | Warehouse and storage | 29.068 | 38.532 | 67.6 | 23.0487 | 26.9724 | 50.0211 | 0 | 38.1831 | 38.1831 | 0 | 36.8567 | 36.8567 |  |  | Warehouse and storage | 4.4722 | 2.2491 | 0.10293 | 6.3379 | 25.0563 | 295.3% | 4.2841 | 0.81212 |  |  |  | 67.6 | 50.0211 | 38.1831 | 36.8567
Vacant |  |  |  |  | TRUE | TRUE |  | Vacant | 33.4821 | 13.7723 | 47.2543 | 24.1003 | 9.6406 | 33.7409 | 0 | 17.5495 | 17.5495 | 0 | 13.7125 | 13.7125 |  |  | Vacant | 2.8249 | 1.6463 | 0.047306 | 3.3321 | 32.6906 | 881.1% | 10.5696 | 1.2182 |  |  |  | 47.2543 | 33.7409 | 17.5495 | 13.7125
Target Analysis | [14 empty] | Energy Efficiency (Interim) Target |  |  |  |  | Energy Efficiency (Interim) Target
NYC |  | 10 |  | Baseline Site EUI | Starting Point 3 |  | Baseline Estimate of Elec End Use Site EUI |  | Baseline Estimate of Gas End Use Site EUI | [5 empty] | Gas End Uses |  |  |  |  | Energy Efficiency (Interim) Target |  |  |  | Electrification Target |  |  |  | Electrification with reduced heating consumption End Uses | [5 empty] | Electrification + Reduced heating consumption
Principal Building Activity | Covered Floor Area | Large Enough BM Sample? | Energy Data Source | Total Site | Total Elec | Total Gas | Elec Cool | Elec Other | Gas Heat | Gas WH | Gas Cook | Gas Other |  |  | Space Heating | Water Heating | Cooking | Other |  | Gas Target | Elec Target | Site EUI |  | (Former) Gas Target | Elec Target | Site EUI Target |  | Heating Fuel | Water Heating | Cooking | Other | Other Elec | Cooling Elec | (Former) Gas Target | Elec Target | Site EUI Target |  | BAU Equipment Replacement Cost | Electrification Cost | EnerPhit Cooling EUI Allowance | Cooling EUI Reduction
MF-New-Tall | 382883357 | TRUE | City | 85.3 | 30.708 | 54.592 | 6.301 | 24.407 | 35.4857 | 16.8446 | 2.2617 | 0 |  |  | 24.84 | 16.8446 | 2.2617 | 0 |  | 43.9463 | 21.4956 | 65.4419 |  | 16.2176 | 21.4956 | 37.7132 |  | 9.9 | 16.8446 | 2.2617 | 0 | 17.0849 | 4.4107 | 11.4368 | 21.4956 | 32.9324 |  | 6.9834 | 42.0278 | 6.3863 | 0%
MF-Old-Tall | 1702274825 | TRUE | City | 96.9 | 20.349 | 76.551 | 3.8137 | 16.5353 | 53.573 | 20.2579 | 2.72 | 0 |  |  | 37.5011 | 20.2579 | 2.72 | 0 |  | 60.4791 | 14.2443 | 74.7234 |  | 21.9447 | 14.2443 | 36.189 |  | 9.9 | 20.2579 | 2.72 | 0 | 11.5747 | 2.6696 | 13.1124 | 14.2443 | 27.3567 |  | 9.4797 | 61.7577 | 4.1822 | 0%
MF-Short | 69793029 | TRUE | City | 108.25 | 56.29 | 51.96 | 9.6996 | 46.5904 | 34.9738 | 14.669 | 2.3172 | 0 |  |  | 24.4817 | 14.669 | 2.3172 | 0 |  | 41.4679 | 39.403 | 80.8709 |  | 15.2467 | 39.403 | 54.6497 |  | 9.9 | 14.669 | 2.3172 | 0 | 32.6133 | 6.7897 | 10.5806 | 39.403 | 49.9836 |  | 6.7489 | 41.0406 | 12.5976 | 0%
Education | 319586694 | TRUE | City | 64.6 | 20.672 | 43.928 | 2.9192 | 17.7528 | 31.1931 | 6.1906 | 1.5919 | 4.9525 |  |  | 21.8352 | 6.1906 | 1.5919 | 4.9525 |  | 34.5701 | 14.4704 | 49.0405 |  | 14.8749 | 14.4704 | 29.3453 |  | 9.9 | 6.1906 | 1.5919 | 4.9525 | 12.4269 | 2.0435 | 11.0557 | 14.4704 | 25.5261 |  | 8.1129 | 37.6326 | 4.5231 | 0%
Food sales | 8579843 | TRUE | City | 114.8 | 114.7 | 0.1 | 2.3563 | 112.3437 | 0.060594 | 0.004661 | 0.034745 | 0 |  |  | 0.042415 | 0.004661 | 0.034745 | 0 |  | 0.081822 | 80.29 | 80.3718 |  | 0.036647 | 80.29 | 80.3266 |  | 0.042415 | 0.004661 | 0.034745 | 0 | 78.6406 | 1.6494 | 0.036647 | 80.29 | 80.3266 |  | 0.032834 | 0.088541 | 31.0086 | 0%
Food service | 1341013 | FALSE | CBECS | 315.229 | 82.8096 | 232.4193 | 9.5356 | 73.274 | 51.0184 | 44.5267 | 136.8742 | 0 |  |  | 35.7129 | 44.5267 | 136.8742 | 0 |  | 217.1138 | 57.9667 | 275.0805 |  | 113.0276 | 57.9667 | 170.9943 |  | 9.9 | 44.5267 | 136.8742 | 0 | 51.2918 | 6.6749 | 104.7675 | 57.9667 | 162.7342 |  | 113.4391 | 161.6712 | 20.0691 | 0%
Health care Inpatient | 73584591 | TRUE | City | 179.9 | 66.563 | 113.337 | 10.3654 | 56.1976 | 63.8761 | 22.3519 | 10.8175 | 16.2915 |  |  | 44.7132 | 22.3519 | 10.8175 | 16.2915 |  | 94.1742 | 46.5941 | 140.7683 |  | 44.4683 | 46.5941 | 91.0624 |  | 9.9 | 22.3519 | 10.8175 | 16.2915 | 39.3383 | 7.2558 | 33.3281 | 46.5941 | 79.9222 |  | 27.2816 | 88.4233 | 15.2877 | 0%
Health care Outpatient | 16489737 | TRUE | City | 91.3 | 55.693 | 35.607 | 3.4761 | 52.2169 | 33.1072 | 2.4998 | 0 | 0 |  |  | 23.1751 | 2.4998 | 0 | 0 |  | 25.6748 | 38.9851 | 64.6599 |  | 8.4386 | 38.9851 | 47.4237 |  | 9.9 | 2.4998 | 0 | 0 | 36.5518 | 2.4333 | 4.1906 | 38.9851 | 43.1757 |  | 3.5443 | 34.6454 | 14.1731 | 0%
Lodging | 189801323 | TRUE | City | 121.7 | 60.85 | 60.85 | 5.9465 | 54.9035 | 22.3056 | 30.8588 | 0 | 7.6856 |  |  | 15.6139 | 30.8588 | 0 | 7.6856 |  | 54.1583 | 42.595 | 96.7533 |  | 24.4261 | 42.595 | 67.0211 |  | 9.9 | 30.8588 | 0 | 7.6856 | 38.4324 | 4.1626 | 22.5976 | 42.595 | 65.1926 |  | 10.3332 | 34.6432 | 14.9253 | 0%
Mercantile Enclosed and strip malls | 12966991 | TRUE | City | 91.7 | 82.53 | 9.17 | 7.4945 | 75.0355 | 4.0814 | 1.9711 | 2.1529 | 0.9646 |  |  | 2.857 | 1.9711 | 2.1529 | 0.9646 |  | 7.9456 | 57.771 | 65.7166 |  | 3.8863 | 57.771 | 61.6573 |  | 2.857 | 1.9711 | 2.1529 | 0.9646 | 52.5248 | 5.2462 | 3.8863 | 57.771 | 61.6573 |  | 2.8587 | 6.7856 | 20.5623 | 0%
Mercantile Retail (other than mall) | 30810118 | TRUE | City | 94.45 | 71.3098 | 23.1402 | 5.3447 | 65.965 | 17.6123 | 1.6259 | 3.9021 | 0 |  |  | 12.3286 | 1.6259 | 3.9021 | 0 |  | 17.8566 | 49.9168 | 67.7734 |  | 6.9874 | 49.9168 | 56.9043 |  | 9.9 | 1.6259 | 3.9021 | 0 | 46.1755 | 3.7413 | 6.2103 | 49.9168 | 56.1271 |  | 4.8742 | 21.3189 | 18.0225 | 0%
Office | 717962630 | TRUE | City | 82.1 | 51.723 | 30.377 | 4.4228 | 47.3002 | 21.4186 | 3.0282 | 0 | 5.9302 |  |  | 14.993 | 3.0282 | 0 | 5.9302 |  | 23.9514 | 36.2061 | 60.1575 |  | 11.2878 | 36.2061 | 47.4939 |  | 9.9 | 3.0282 | 0 | 5.9302 | 33.1101 | 3.096 | 9.658 | 36.2061 | 45.8641 |  | 6.2338 | 26.2796 | 12.7964 | 0%
Other | 105696502 | TRUE | City | 73.05 | 40.908 | 32.142 | 9.4738 | 31.4342 | 30.9396 | 1.2024 | 0 | 0 |  |  | 21.6577 | 1.2024 | 0 | 0 |  | 22.8601 | 28.6356 | 51.4957 |  | 7.4224 | 28.6356 | 36.058 |  | 9.9 | 1.2024 | 0 | 0 | 22.004 | 8.3539 | 3.6599 | 30.3579 | 34.0178 |  | 3.1946 | 32.1162 | 8.3539 | -25.97%
Public assembly | 45357092 | TRUE | City | 96.8 | 50.336 | 46.464 | 7.2775 | 43.0585 | 36.2133 | 1.6308 | 4.97 | 3.6499 |  |  | 25.3493 | 1.6308 | 4.97 | 3.6499 |  | 35.6 | 35.2352 | 70.8352 |  | 15.0386 | 35.2352 | 50.2738 |  | 9.9 | 1.6308 | 4.97 | 3.6499 | 30.141 | 5.0942 | 10.0948 | 35.2352 | 45.33 |  | 9.8652 | 43.4135 | 11.6087 | 0%
Public order and safety | 22091523 | TRUE | City | 113.65 | 46.5965 | 67.0535 | 6.1013 | 40.4952 | 38.7463 | 24.3283 | 3.9789 | 0 |  |  | 27.1224 | 24.3283 | 3.9789 | 0 |  | 55.4296 | 32.6176 | 88.0472 |  | 21.0556 | 32.6176 | 53.6732 |  | 9.9 | 24.3283 | 3.9789 | 0 | 28.3466 | 4.2709 | 15.5444 | 32.6176 | 48.162 |  | 9.3853 | 48.346 | 10.891 | 0%
Religious worship | 10555813 | TRUE | City | 81 | 38.88 | 42.12 | 3.7621 | 35.1179 | 36.0134 | 0 | 6.1066 | 0 |  |  | 25.2094 | 0 | 6.1066 | 0 |  | 31.316 | 27.216 | 58.532 |  | 11.7871 | 27.216 | 39.0031 |  | 9.9 | 0 | 6.1066 | 0 | 24.5826 | 2.6334 | 6.8881 | 27.216 | 34.1041 |  | 8.2023 | 41.4745 | 9.3853 | 0%
Service | 10152313 | TRUE | City | 121.6 | 32.224 | 89.376 | 2.9199 | 29.3041 | 67.7167 | 21.6593 | 0 | 0 |  |  | 47.4017 | 21.6593 | 0 | 0 |  | 69.061 | 22.5568 | 91.6178 |  | 24.0292 | 22.5568 | 46.586 |  | 9.9 | 21.6593 | 0 | 0 | 20.5129 | 2.0439 | 12.0286 | 22.5568 | 34.5854 |  | 8.9666 | 74.6693 | 7.7575 | 0%
Warehouse and storage | 103653477 | TRUE | City | 67.6 | 38.532 | 29.068 | 3.3863 | 35.1457 | 20.0642 | 2.6375 | 0 | 6.3663 |  |  | 14.0449 | 2.6375 | 0 | 6.3663 |  | 23.0487 | 26.9724 | 50.0211 |  | 11.2107 | 26.9724 | 38.1831 |  | 9.9 | 2.6375 | 0 | 6.3663 | 24.602 | 2.3704 | 9.8843 | 26.9724 | 36.8567 |  | 6.3379 | 25.0563 | 9.3931 | 0%
Vacant | 0 | FALSE | CBECS | 47.2543 | 13.7723 | 33.4821 | 1.192 | 12.5803 | 31.2726 | 2.2095 | 0 | 0 |  |  | 21.8908 | 2.2095 | 0 | 0 |  | 24.1003 | 9.6406 | 33.7409 |  | 7.9089 | 9.6406 | 17.5495 |  | 9.9 | 2.2095 | 0 | 0 | 8.8062 | 0.8344 | 4.0719 | 9.6406 | 13.7125 |  | 3.3321 | 32.6906 | 3.0748 | 0%
[7 empty] | Space Cooling Ratio Multiplier |  | Space Heating Ratio Multiplier | [18 empty] | Passive House EnerPhit Requirement for space heating load |  |  |  | Passive House EnerPhit Requirement for space cooing load
[7 empty] | 0.57831 |  | 1.321 | Location Based Multiplier | [17 empty] | 7.92 | kBTU/SF |  |  | 4.75 | kBTU/SF
[9 empty] | 1.619 | MF Space Heating Multplier | [17 empty] | Source: Table 2, Cool-temperate climate in Criteria for the Passive House, EnerPhit and PHI Low Energy Building Standard (IP Version), version 9f.
[28 empty] | 9.9 |  |  |  | 0%
5.8692
Note on Z4: Defaults to the Core City baseline GHG selected by the respective cities for this analysis. Variable can be changed from default.
Note on Q10: To meet a Zero Net Carbon (ZNC) goal, buildings must eliminate on-site combustion, which can be achieved through electrification of all end uses. This target converts the Energy Efficiency target end uses from gas to electricity without reducing end use consumption.
Note on T10: The reduced consumption achieved in this additional target is from a retrofit pathway that includes additional wall insulation and energy recovery ventilation that minimizes space heating and space cooling loads. Other end uses are not affected. See full report for more detail.
Note on G11: The baseline for the default typologies uses the median site EUI and the median fuel split (gas vs electricity) to arrive at the baseline Gas EUI and baseline Elec EUI. Initial assumptions on the gas-using sytems in the building are made in these columns, which inform how energy use can be reduced in each typology at the given baseline. To run different scenarios for a given typology, you can change the baseline EUI numbers and the gas space and water heating assumptions here, then see the results in the targets at right.

## Seattle's Typologies
Blue cells are input cells
Enter City Name | Seattle |  |  |  | Energy efficiency gains across all typologies for EE Standard | [17 empty] | GHG Coefficients | kgCO2e/kBTU
Building America Climate Zone | Marine | Starting Point 1 |  | Electricity | 30% | [17 empty] | Natural Gas | 0.05311
Climate Approximated Core City Overwrite for specific Core City Used for major typology targets | Seattle |  |  | Space Heating | 30% | [17 empty] | Electricity Baseline Average Annual | 0.0026956 | Annual average GHG coefficient - does NOT consider marginal dispatch or non-baseload
|  |  |  | Water Heating | 0% | [17 empty] | Electricity Interim | 0.0026956 | % lower than today
|  |  |  | Cooking | 0% | [17 empty] | Electricity ZNC - compatible | 0.0026956 | Effectively Carbon Neutral, once outside offsets are included. Default based on Seattle GHG inventory 2016.
Heat/Cool Load % Above EnerPHit (ZNC-comp red. Cons. Only) | 0% |  |  | Other | 0%
Input Site EUI Data - Starting Point 2 | kBTU/SF | kBTU/SF | Buildings | Buildings | SF
Paste in median gas and electricity site EUI per building type | [8 empty] | Baseline |  |  | Interim - EE Standard Target |  |  | ZNC - Standard Target |  |  | ZNC Reduced Consumption Target |  |  |  |  | Seattle | Greenhouse Gas Intensity [kgCO2e/SF/yr] |  |  | Installation Cost Intensity for Retrofits [$/SF]
Primary Building Activity Default is CBECS types + Multifamily | Baseline Gas EUI | Baseline Elec EUI | Building Count | Covered Floor Area | Gas Heating? | Gas DHW? |  | Seattle: Targets Table | Gas EUI | Elec EUI | Site EUI | Gas EUI | Elec EUI | Site EUI | Gas EUI | Elec EUI | Site EUI | Gas EUI | Elec EUI | Site EUI | Site EUI Trend (Lowest point highlighted) |  | GHG & Cost Impact | Baseline | Interim | ZNC compatible | Baseline BAU Cost | ZNC compatible systems | Increased cost for ZNC compatibility % above BAU | Carbon Abatement Cost [$/kgCO2e/yr] | Gas Reduction Cost [$/kBTU/SF]
Multifamily (1-3) | 7.9833 | 25.8594 |  |  | TRUE | TRUE |  | Multifamily (1-3) | 9.3941 | 30.5205 | 39.9146 | 8.6025 | 21.3643 | 29.9669 | 0 | 25.6669 | 25.6669 | 0 | 25.6669 | 25.6669 |  |  | Multifamily (1-3) | 0.58119 | 0.51447 | 0.069187 | 4.062 | 6.6032 | 62.56% | 4.9633 | 0.2954 |  |  |  | 39.9146 | 29.9669 | 25.6669 | 25.6669
Multifamily (4-6) | 8.415 | 22.5747 |  |  | TRUE | TRUE |  | Multifamily (4-6) | 9.6837 | 26.4712 | 36.155 | 9.5091 | 18.5299 | 28.0389 | 0 | 23.898 | 23.898 | 0 | 23.898 | 23.898 |  |  | Multifamily (4-6) | 0.58566 | 0.55498 | 0.064419 | 5.9537 | 6.4216 | 7.859% | 0.89768 | 0.049206 |  |  |  | 36.155 | 28.0389 | 23.898 | 23.898
Multifamily (7+) | 14.5685 | 26.482 |  |  | TRUE | TRUE |  | Multifamily (7+) | 17.2464 | 31.2596 | 48.5059 | 15.6113 | 21.8817 | 37.493 | 0 | 28.6171 | 28.6171 | 0 | 28.6171 | 28.6171 |  |  | Multifamily (7+) | 1.0002 | 0.8881 | 0.07714 | 4.0174 | 10.0187 | 149.4% | 6.5015 | 0.38443 |  |  |  | 48.5059 | 37.493 | 28.6171 | 28.6171
Dry Goods Retail | 18.1044 | 53.3056 |  |  | TRUE | TRUE |  | Dry Goods Retail | 18.8333 | 56.1308 | 74.9641 | 14.7446 | 39.2915 | 54.0361 | 0 | 44.4735 | 44.4735 | 0 | 44.5466 | 44.5466 |  |  | Dry Goods Retail | 1.1515 | 0.889 | 0.11988 | 1.8924 | 15.2229 | 704.4% | 12.9214 | 0.9041 |  |  |  | 74.9641 | 54.0361 | 44.4735 | 44.5466
Grocery | 52.8022 | 147.4847 |  |  | TRUE | TRUE |  | Grocery | 54.5857 | 155.3014 | 209.8871 | 46.6646 | 108.711 | 155.3756 | 0 | 128.0125 | 128.0125 | 0 | 125.2661 | 125.2661 |  |  | Grocery | 3.3177 | 2.7714 | 0.34507 | 11.6196 | 38.2301 | 229% | 8.9519 | 0.57025 |  |  |  | 209.8871 | 155.3756 | 128.0125 | 125.2661
Hospital | 89.9752 | 91.5558 |  |  | TRUE | TRUE |  | Hospital | 103.4008 | 96.4083 | 199.8091 | 87.4408 | 67.4858 | 154.9266 | 0 | 100.3846 | 100.3846 | 0 | 91.6359 | 91.6359 |  |  | Hospital | 5.7515 | 4.8259 | 0.2706 | 11.9442 | 67.3928 | 464.2% | 10.1167 | 0.63413 |  |  |  | 199.8091 | 154.9266 | 100.3846 | 91.6359
Hotel Motel | 49.7272 | 45.4012 |  |  | TRUE | TRUE |  | Hotel Motel | 53.1268 | 47.8075 | 100.9343 | 49.624 | 33.4653 | 83.0892 | 0 | 56.5542 | 56.5542 | 0 | 56.5542 | 56.5542 |  |  | Hotel Motel | 2.9504 | 2.7257 | 0.15245 | 12.4549 | 26.6579 | 114% | 5.0762 | 0.28621 |  |  |  | 100.9343 | 83.0892 | 56.5542 | 56.5542
Office | 12.9853 | 58.9115 |  |  | TRUE | TRUE |  | Office | 14.5004 | 62.0338 | 76.5341 | 10.5603 | 43.4236 | 53.9839 | 0 | 46.9247 | 46.9247 | 0 | 46.9247 | 46.9247 |  |  | Office | 0.93733 | 0.67791 | 0.12649 | 1.4449 | 13.8301 | 857.1% | 15.2745 | 1.1728 |  |  |  | 76.5341 | 53.9839 | 46.9247 | 46.9247
Other Commercial | 27.2776 | 42.6722 |  |  | TRUE | TRUE |  | Other Commercial | 29.7701 | 44.9338 | 74.7038 | 22.6135 | 31.4536 | 54.0672 | 0 | 40.4748 | 40.4748 | 0 | 38.2992 | 38.2992 |  |  | Other Commercial | 1.7022 | 1.2858 | 0.1091 | 5.1533 | 27.4764 | 433.2% | 14.0123 | 0.98716 |  |  |  | 74.7038 | 54.0672 | 40.4748 | 38.2992
Restaurant | 205.1466 | 96.1133 |  |  | TRUE | TRUE |  | Restaurant | 209.0395 | 101.2073 | 310.2468 | 207.5393 | 70.8451 | 278.3844 | 0 | 185.1672 | 185.1672 | 0 | 185.1672 | 185.1672 |  |  | Restaurant | 11.3749 | 11.2134 | 0.49913 | 118.8782 | 125.2878 | 5.392% | 0.58935 | 0.030884 |  |  |  | 310.2468 | 278.3844 | 185.1672 | 185.1672
School | 27.5244 | 28.9581 |  |  | TRUE | TRUE |  | School | 29.2361 | 30.4929 | 59.729 | 22.6386 | 21.345 | 43.9836 | 0 | 30.2873 | 30.2873 | 0 | 28.5291 | 28.5291 |  |  | School | 1.6349 | 1.2599 | 0.081642 | 4.5019 | 25.412 | 464.5% | 13.4618 | 0.92365 |  |  |  | 59.729 | 43.9836 | 30.2873 | 28.5291
University | 61.2029 | 57.4928 |  |  | TRUE | TRUE |  | University | 71.4467 | 60.54 | 131.9866 | 56.4448 | 42.378 | 98.8228 | 0 | 63.5862 | 63.5862 | 0 | 57.1245 | 57.1245 |  |  | University | 3.9577 | 3.112 | 0.1714 | 9.4376 | 58.0243 | 514.8% | 12.8322 | 0.86078 |  |  |  | 131.9866 | 98.8228 | 63.5862 | 57.1245
UW | 36.0352 | 57.4928 |  |  | TRUE | TRUE |  | UW | 46.3697 | 60.54 | 106.9096 | 36.5466 | 42.378 | 78.9245 | 0 | 55.4104 | 55.4104 | 0 | 52.8155 | 52.8155 |  |  | UW | 2.6259 | 2.0552 | 0.14936 | 4.888 | 36.994 | 656.8% | 12.9642 | 0.8785 |  |  |  | 106.9096 | 78.9245 | 55.4104 | 52.8155
Warehouse | 10.769 | 27.1448 |  |  | TRUE | TRUE |  | Warehouse | 11.2239 | 28.5835 | 39.8074 | 8.4083 | 20.0085 | 28.4168 | 0 | 22.8629 | 22.8629 | 0 | 22.8629 | 22.8629 |  |  | Warehouse | 0.67315 | 0.5005 | 0.061629 | 1.122 | 10.0813 | 798.5% | 14.6508 | 1.0655 |  |  |  | 39.8074 | 28.4168 | 22.8629 | 22.8629
[5 empty] | TRUE | TRUE |  | 0 | 0 | 0 | 0 | 0 | 0 | 0 | 0 | 0 | 0 | 0 | 0 | 0 |  |  | 0 | 0 | 0 | 0 | 0 | 0 | #DIV/0! | #DIV/0! | #DIV/0! |  |  |  | 0 | 0 | 0 | 0
[5 empty] | TRUE | TRUE |  | 0 | 0 | 0 | 0 | 0 | 0 | 0 | 0 | 0 | 0 | 0 | 0 | 0 |  |  | 0 | 0 | 0 | 0 | 0 | 0 | #DIV/0! | #DIV/0! | #DIV/0! |  |  |  | 0 | 0 | 0 | 0
[5 empty] | TRUE | TRUE |  | 0 | 0 | 0 | 0 | 0 | 0 | 0 | 0 | 0 | 0 | 0 | 0 | 0 |  |  | 0 | 0 | 0 | 0 | 0 | 0 | #DIV/0! | #DIV/0! | #DIV/0! |  |  |  | 0 | 0 | 0 | 0
[5 empty] | TRUE | TRUE |  | 0 | 0 | 0 | 0 | 0 | 0 | 0 | 0 | 0 | 0 | 0 | 0 | 0 |  |  | 0 | 0 | 0 | 0 | 0 | 0 | #DIV/0! | #DIV/0! | #DIV/0! |  |  |  | 0 | 0 | 0 | 0
[5 empty] | TRUE | TRUE |  | 0 | 0 | 0 | 0 | 0 | 0 | 0 | 0 | 0 | 0 | 0 | 0 | 0 |  |  | 0 | 0 | 0 | 0 | 0 | 0 | #DIV/0! | #DIV/0! | #DIV/0! |  |  |  | 0 | 0 | 0 | 0
Target Analysis | [14 empty] | Energy Efficiency (Interim) Target |  |  |  |  | Energy Efficiency (Interim) Target
Seattle |  | 10 |  | Baseline Site EUI | Starting Point 3 |  | Baseline Estimate of Elec End Use Site EUI |  | Baseline Estimate of Gas End Use Site EUI | [5 empty] | Gas End Uses |  |  |  |  | Energy Efficiency (Interim) Target |  |  |  | Electrification Target |  |  |  | Electrification with reduced heating consumption End Uses | [5 empty] | Electrification + Reduced heating consumption
Principal Building Activity | Covered Floor Area | Large Enough BM Sample? | Energy Data Source | Total Site | Total Elec | Total Gas | Elec Cool | Elec Other | Gas Heat | Gas WH | Gas Cook | Gas Other |  |  | Space Heating | Water Heating | Cooking | Other |  | Gas Target | Elec Target | Site EUI |  | (Former) Gas Target | Elec Target | Site EUI Target |  | Heating Fuel | Water Heating | Cooking | Other | Other Elec | Cooling Elec | (Former) Gas Target | Elec Target | Site EUI Target |  | BAU Equipment Replacement Cost | Electrification Cost | EnerPhit Cooling EUI Allowance | Cooling EUI Reduction
Multifamily (1-3) | 0 | FALSE | CBECS | 39.9146 | 30.5205 | 9.3941 | 11.5241 | 18.9964 | 2.6385 | 2.0187 | 4.7369 | 0 |  |  | 1.847 | 2.0187 | 4.7369 | 0 |  | 8.6025 | 21.3643 | 29.9669 |  | 4.3026 | 21.3643 | 25.6669 |  | 1.847 | 2.0187 | 4.7369 | 0 | 13.2974 | 8.0669 | 4.3026 | 21.3643 | 25.6669 |  | 4.062 | 6.6032 | 4.8713 | 0%
Multifamily (4-6) | 0 | FALSE | CBECS | 36.155 | 26.4712 | 9.6837 | 13.1323 | 13.3389 | 0.5822 | 1.5336 | 7.5679 | 0 |  |  | 0.40754 | 1.5336 | 7.5679 | 0 |  | 9.5091 | 18.5299 | 28.0389 |  | 5.3682 | 18.5299 | 23.898 |  | 0.40754 | 1.5336 | 7.5679 | 0 | 9.3373 | 9.1926 | 5.3682 | 18.5299 | 23.898 |  | 5.9537 | 6.4216 | 3.2872 | 0%
Multifamily (7+) | 0 | FALSE | CBECS | 48.5059 | 31.2596 | 17.2464 | 21.2003 | 10.0593 | 5.4503 | 8.3534 | 3.4427 | 0 |  |  | 3.8152 | 8.3534 | 3.4427 | 0 |  | 15.6113 | 21.8817 | 37.493 |  | 6.7355 | 21.8817 | 28.6171 |  | 3.8152 | 8.3534 | 3.4427 | 0 | 7.0415 | 14.8402 | 6.7355 | 21.8817 | 28.6171 |  | 4.0174 | 10.0187 | 2.3689 | 0%
Dry Goods Retail | 0 | FALSE | CBECS | 74.9641 | 56.1308 | 18.8333 | 15.5059 | 40.6248 | 13.6292 | 5.2042 | 0 | 0 |  |  | 9.5404 | 5.2042 | 0 | 0 |  | 14.7446 | 39.2915 | 54.0361 |  | 5.1819 | 39.2915 | 44.4735 |  | 9.5404 | 5.2042 | 0 | 0 | 28.4374 | 10.9273 | 5.1819 | 39.3647 | 44.5466 |  | 1.8924 | 15.2229 | 10.9273 | -0.6738%
Grocery | 0 | FALSE | CBECS | 209.8871 | 155.3014 | 54.5857 | 12.0505 | 143.2509 | 26.4038 | 18.8964 | 9.2855 | 0 |  |  | 18.4826 | 18.8964 | 9.2855 | 0 |  | 46.6646 | 108.711 | 155.3756 |  | 19.3015 | 108.711 | 128.0125 |  | 9.9 | 18.8964 | 9.2855 | 0 | 100.2756 | 8.4354 | 16.5551 | 108.711 | 125.2661 |  | 11.6196 | 38.2301 | 39.6626 | 0%
Hospital | 0 | FALSE | CBECS | 199.8091 | 96.4083 | 103.4008 | 38.557 | 57.8512 | 53.1999 | 47.9755 | 2.2254 | 0 |  |  | 37.2399 | 47.9755 | 2.2254 | 0 |  | 87.4408 | 67.4858 | 154.9266 |  | 32.8988 | 67.4858 | 100.3846 |  | 9.9 | 47.9755 | 2.2254 | 0 | 40.4959 | 26.9899 | 24.1501 | 67.4858 | 91.6359 |  | 11.9442 | 67.3928 | 15.7507 | 0%
Hotel Motel | 0 | FALSE | CBECS | 100.9343 | 47.8075 | 53.1268 | 19.6134 | 28.1941 | 11.6762 | 29.9633 | 7.0799 | 4.4074 |  |  | 8.1734 | 29.9633 | 7.0799 | 4.4074 |  | 49.624 | 33.4653 | 83.0892 |  | 23.089 | 33.4653 | 56.5542 |  | 8.1734 | 29.9633 | 7.0799 | 4.4074 | 19.7359 | 13.7294 | 23.089 | 33.4653 | 56.5542 |  | 12.4549 | 26.6579 | 7.4467 | 0%
Office | 0 | FALSE | CBECS | 76.5341 | 62.0338 | 14.5004 | 22.0307 | 40.003 | 13.1336 | 1.3667 | 0 | 0 |  |  | 9.1935 | 1.3667 | 0 | 0 |  | 10.5603 | 43.4236 | 53.9839 |  | 3.501 | 43.4236 | 46.9247 |  | 9.1935 | 1.3667 | 0 | 0 | 28.0021 | 15.4215 | 3.501 | 43.4236 | 46.9247 |  | 1.4449 | 13.8301 | 10.7532 | 0%
Other Commercial | 0 | FALSE | CBECS | 74.7038 | 44.9338 | 29.7701 | 6.4821 | 38.4517 | 23.8551 | 2.2513 | 1.7646 | 1.899 |  |  | 16.6986 | 2.2513 | 1.7646 | 1.899 |  | 22.6135 | 31.4536 | 54.0672 |  | 9.0211 | 31.4536 | 40.4748 |  | 9.9 | 2.2513 | 1.7646 | 1.899 | 26.9162 | 4.5375 | 6.8456 | 31.4536 | 38.2992 |  | 5.1533 | 27.4764 | 10.3188 | 0%
Restaurant | 0 | FALSE | CBECS | 310.2468 | 101.2073 | 209.0395 | 18.6259 | 82.5814 | 5.0007 | 55.4634 | 148.5754 | 0 |  |  | 3.5005 | 55.4634 | 148.5754 | 0 |  | 207.5393 | 70.8451 | 278.3844 |  | 114.3221 | 70.8451 | 185.1672 |  | 3.5005 | 55.4634 | 148.5754 | 0 | 57.807 | 13.0381 | 114.3221 | 70.8451 | 185.1672 |  | 118.8782 | 125.2878 | 22.6751 | 0%
School | 0 | FALSE | CBECS | 59.729 | 30.4929 | 29.2361 | 6.0944 | 24.3984 | 21.9919 | 4.5163 | 0.89436 | 1.8336 |  |  | 15.3943 | 4.5163 | 0.89436 | 1.8336 |  | 22.6386 | 21.345 | 43.9836 |  | 8.9422 | 21.345 | 30.2873 |  | 9.9 | 4.5163 | 0.89436 | 1.8336 | 17.0789 | 4.2661 | 7.1841 | 21.345 | 28.5291 |  | 4.5019 | 25.412 | 6.3839 | 0%
University | 0 | FALSE | CBECS | 131.9866 | 60.54 | 71.4467 | 15.2366 | 45.3034 | 50.0062 | 17.6835 | 2.0052 | 1.7517 |  |  | 35.0044 | 17.6835 | 2.0052 | 1.7517 |  | 56.4448 | 42.378 | 98.8228 |  | 21.2083 | 42.378 | 63.5862 |  | 9.9 | 17.6835 | 2.0052 | 1.7517 | 31.7124 | 12.2373 | 13.1749 | 43.9496 | 57.1245 |  | 9.4376 | 58.0243 | 12.2373 | -14.74%
UW | 0 | FALSE | CBECS | 106.9096 | 60.54 | 46.3697 | 15.2366 | 45.3034 | 32.7437 | 13.2503 | 0.20052 | 0.17517 |  |  | 22.9206 | 13.2503 | 0.20052 | 0.17517 |  | 36.5466 | 42.378 | 78.9245 |  | 13.0324 | 42.378 | 55.4104 |  | 9.9 | 13.2503 | 0.20052 | 0.17517 | 31.7124 | 12.2373 | 8.8659 | 43.9496 | 52.8155 |  | 4.888 | 36.994 | 12.2373 | -14.74%
Warehouse | 0 | FALSE | CBECS | 39.8074 | 28.5835 | 11.2239 | 3.2174 | 25.3661 | 9.3853 | 1.8386 | 0 | 0 |  |  | 6.5697 | 1.8386 | 0 | 0 |  | 8.4083 | 20.0085 | 28.4168 |  | 2.8545 | 20.0085 | 22.8629 |  | 6.5697 | 1.8386 | 0 | 0 | 17.7563 | 2.2522 | 2.8545 | 20.0085 | 22.8629 |  | 1.122 | 10.0813 | 6.6548 | 0%
| 0 | FALSE | CBECS | [11 empty] | 0 | 0 | 0 | 0 |  | 0 | 0 | 0 |  | 0 | 0 | 0 |  | 0 | 0 | 0 | 0 | 0 | 0 | 0 | 0 | 0 |  | 0 | 0 | 1.9 | #DIV/0!
| 0 | FALSE | CBECS | [11 empty] | 0 | 0 | 0 | 0 |  | 0 | 0 | 0 |  | 0 | 0 | 0 |  | 0 | 0 | 0 | 0 | 0 | 0 | 0 | 0 | 0 |  | 0 | 0 | 1.9 | #DIV/0!
| 0 | FALSE | CBECS | [11 empty] | 0 | 0 | 0 | 0 |  | 0 | 0 | 0 |  | 0 | 0 | 0 |  | 0 | 0 | 0 | 0 | 0 | 0 | 0 | 0 | 0 |  | 0 | 0 | 1.9 | #DIV/0!
| 0 | FALSE | CBECS | [11 empty] | 0 | 0 | 0 | 0 |  | 0 | 0 | 0 |  | 0 | 0 | 0 |  | 0 | 0 | 0 | 0 | 0 | 0 | 0 | 0 | 0 |  | 0 | 0 | 1.9 | #DIV/0!
| 0 | FALSE | CBECS | [11 empty] | 0 | 0 | 0 | 0 |  | 0 | 0 | 0 |  | 0 | 0 | 0 |  | 0 | 0 | 0 | 0 | 0 | 0 | 0 | 0 | 0 |  | 0 | 0 | 1.9 | #DIV/0!
[7 empty] | Space Cooling Ratio Multiplier |  | Space Heating Ratio Multiplier | [18 empty] | Passive House EnerPhit Requirement for space heating load |  |  |  | Passive House EnerPhit Requirement for space cooing load
[7 empty] | 0.38554 |  | 0.86347 | Location Based Multiplier | [17 empty] | 7.92 | kBTU/SF |  |  | 4.75 | kBTU/SF
[9 empty] | 0.69238 | MF Space Heating Multplier | [17 empty] | Source: Table 2, Cool-temperate climate in Criteria for the Passive House, EnerPhit and PHI Low Energy Building Standard (IP Version), version 9f.
[28 empty] | 9.9 |  |  |  | 0%
5.8692
Note on Z4: Defaults to the Core City baseline GHG selected by the respective cities for this analysis. Variable can be changed from default.
Note on Q10: To meet a Zero Net Carbon (ZNC) goal, buildings must eliminate on-site combustion, which can be achieved through electrification of all end uses. This target converts the Energy Efficiency target end uses from gas to electricity without reducing end use consumption.
Note on T10: The reduced consumption achieved in this additional target is from a retrofit pathway that includes additional wall insulation and energy recovery ventilation that minimizes space heating and space cooling loads. Other end uses are not affected. See full report for more detail.
Note on G11: The baseline for the default typologies uses the median site EUI and the median fuel split (gas vs electricity) to arrive at the baseline Gas EUI and baseline Elec EUI. Initial assumptions on the gas-using sytems in the building are made in these columns, which inform how energy use can be reduced in each typology at the given baseline. To run different scenarios for a given typology, you can change the baseline EUI numbers and the gas space and water heating assumptions here, then see the results in the targets at right.

## REFERENCE TABS---------------->
The following tabs serve as back-end calculations and lookups for the city targets tabs.

## Electrification of Gas End Uses
This tab calculates how site energy use would change for different gas-using end uses based on estimated efficiency differences between gas and electric equipment. The result of this tab is a ratio for each end use, which is applied to the baseline end use (gas site EUI) to get the approximate achievable performance of an electrified end use. The same approach is used to develop differences in installation costs for the different types of equipment.
Each end use is analyzed based on existing equipment performance ratings and prices (as of 2019) in the boxed sections. | Summary of Cost Estimates for Gas Equipment Replacement
|  |  | Space heating | Water heating | Cooking | Other |  | Replacement Cycle (year lifespan of equipment) - not used for calcs
| Energy | New electricity EUI as a percentage of old gas EUI | 32% | 40.91% | 60.92% | 88.55%
| Rough Cost Estimate | BAU cost/kBTU for gas appliances (1 replacement cycle) One-time cost to replace with gas appliance | 0.09922 | 0.10378 | 0.75804 | 0.63985 |  | 12
| Rough Cost Estimate | Cost/kBTU for electric appliances | 1.0291 | 0.23005 | 0.72275 | 0.59716 |  | Source for expected life
| Rough Cost Estimate | Cost ratio elec/gas incremental | 1037% | 221.7% | 95.34% | 93.33% |  | https://caenergywise.com/calculators/electric-fryers/#calc
| Space Heating |  | Annual COP | Cost/ kBTU for installation / replacement
|  | Gas Boiler | 0.8 | 0.09922
|  | Air Source Heat Pump | 2.5 | 1.0291
|  | Space heating gas to electric converstion | 32% | 1037%
Water Heating
|  |  | Annual COP |  |  | Cost | Rating of sample (First Hour Rating) | Cost Source |  | Annual Output [kBTU]
|  | Gas Instantaneous Water Heating | 0.9 | Thermal Efficiency |  | 1951 | 76 | Westinghouse on HomeDepot |  | 18800 | https://www.energystar.gov/productfinder/product/certified-water-heaters/details/2323847 | 0.10378
|  | Heat Pump Water Heater | 2.2 | COPh |  | 4325 | 158 | SanCO2 on 475 Supply |  |  |  | 0.23005
|  | Water Heating gas to electric conversion | 40.91% | of gas EUI | 221.7% | of gas appliance cost | [5 empty] | 221.7%
Commercial Cooking
|  | Energy Star Requirements Comparison | % | % | kBTU/hr | kBTU/hr |  | Runtime (Hours) |  |  |  |  | Cost | Cost
|  | Energy Star Requirements Comparison | Gas Efficiency [%] | Electric Efficiency [%] | Gas Standby [kBTU/hr] | Electric Standby [kBTU/hr] |  | Hotel | Hospital | Catering | Restaurant/Bar | Average Runtime | Gas Appliance | Elec Appliance | Incremental Cost | Sample Capacity kBTU/hr | Perf Criteria Source | Cost Source: Gas | Cost Source: Elec
|  | Commercial Oven Efficiency differences, gas vs electric | 46% | 71% | 12 | 5.4592 | Commercial Oven | 19 | 15 | 18 | 19 | 18 | 3810 | 3630 | 95.28% | 45kBTU/hr for gas, 11kW for electric | commercial_ovens | bdo-100-g | bdo-100-e
|  | Commercial Fryers Efficiency differences, gas vs electric | 50% | 80% | 12 | 3.7532 | Commercial Fryers | 15 | 17 | 17 | 15 | 16 | 22109 | 19461 | 88.02% | 14kW for electric | commercial_fryers | Frymaster FGPL #30 | Frymaster FPEL #17
|  | Commercial Griddles Efficiency differences, gas vs electric | 38% | 70% | 2.65 | 1.0918 | Commercial Griddles | 12 |  |  | 18 | 15 | 5905 | 6096 | 103.2% | 42kBTU/hr for gas9.5kW for electric | commercial_griddles | Accutemp GGF from Katom | Accutemp EGD from Katom
|  | Hours of Operation [hrs/day], source: Table 10 of: | [13 empty] | gas capacity | electric capacity
|  | https://fishnick.com/publications/fieldstudies/Energy_Reduction_in_Commercial_Kitchens_SFIA.pdf | [12 empty] | 84.6667 | 45 |  |  | kWh savings | savings % | kWh use per year | Utilization rate
|  |  | Hotel | Hospital | Catering | Restaurant/Bar | Average Runtime | Cost Ratio (100% = same as gas, less than 100% is cost savings) | Weighted Gas efficiency | Install cost per annual kBTU use | Equipment Life [years] |  |  |  | 462.8412 | 47.768 | 14 | https://caenergywise.com/calculators/electric-fryers/#calc | 3370 | 0.19 | 4160.4938 | 0.003365 | full load ratio
|  | Electric/Gas Ratio for fuel switch, weighted by run hours | 61.3% | 63.57% | 63.68% | 60.49% | 60.83% | 95.34% | 44.86% | 0.75804 | 12 |  |  |  | 140.5952 | 42
|  | CBECS Gas Cooking EUI | 0 | 16.3 |  | 120.5 |  |  |  | 0.72275
|  | ENERGYSTAR Electric Conversion Cooking EUI | 0 | 10.3624 | 0 | 72.8939 | 0 |  | Weighted Electric efficiency
73.63%
|  | Seattle Process Gas EUI |  |  |  | 146.3797
|  | Seattle Electrified Process Gas EUI |  |  |  | 89.0372
|  | Cooking gas to electric conversion | 60.92% | of gas EUI
| Laundry |  | CEF | Cost | Cost Source |  |  | Annual Energy Use
|  | Gas appliance efficiency= ENERGY STAR rating for high-efficiency gas vented dryer = 3.48 CEF | 3.48 | 1499 | Maytag 9.2ft3 on Homedepot |  |  | 686.6207 | https://www.energystar.gov/productfinder/product/certified-clothes-dryers/details/2282558
|  | Electric appliance efficiency=ENERGY STAR rating for large electric dryer = 3.93 CEF | 3.93 | 1399 | Maytag 9.2ft3 on Homedepot |  |  | 608 | https://www.energystar.gov/products/appliances/clothes_dryers/key_product_criteria
608
|  | Laundry gas to electric conversion | 88.55% | of gas EUI | 93.33% | of gas appliance cost
Note on E20: COPh: Coefficient of Performance in heating, a rating for heat pump water heaters that is the same as COP for these heating end uses.

## Typology Baseline - climate adj
This tab incorporates the CBECS building types and breaks out the typical end use proportions. The climate-dependent components of space heating and cooling are adjusted for.
MF Space Cooling Adj
BA Climate Zone | Heat Use Ratio | Cooling Use Ratio | Climate-analogous core city for additional cities | MF Heating Adjustment | [5 empty] | MF Space Heating Adj | MF-New-Tall | MF-Old-Tall | MF-Short | Average / CBECS adjustment factor | MF-New-Tall | MF-Old-Tall | MF-Short | Average
Very cold/Cold | 1.321 | 0.57831 | NYC | 1.619 | [5 empty] | Seattle | 10 | 15 | 10 | 13.5114 | 4.709 | 3 | 3 | 5.1556
Mixed-humid | 0.84133 | 1.0482 | DC | 0.7106 | [5 empty] | DC | 10 | 15 | 10 | 13.867 | 10 | 10 | 10 | 14.0725
Mixed-dry/Hot-dry | 0.52399 | 0.87952 | Santa Mon | 0.97797 | [5 empty] | NYC | 40 | 47.873 | 37.3389 | 31.5944 | 4.709 | 3.4444 | 4.2614 | 2.556
Hot-humid | 0.53875 | 2.2048 | DC | 0.7106 | [5 empty] | Santa Mon | 10 | 10 | 10 | 19.0845 | 4.709 | 3 | 3 | 3.6501
Marine | 0.86347 | 0.38554 | Seattle | 0.69238
CBECS2012 E7 Extract: Natural Gas Energy Use Intensity [kBTU/SF] |  | National Averages | [5 empty] | CBECS2012 E4 Extract: Electricity Energy Use Intensity [kBTU/SF]
Principal Building Activity | Total | Space heating | Water heating | Cooking | Other |  |  | Baseline Elec EUI | Cooling EUI
Education | 30.6 | 26.7 | 7 | 1.8 | 5.6 |  |  | 34.4 | 8.4
Food sales | 62.8 | 43.3 | 4.4 | 32.8 | 0 |  |  | 149.2 | 5.3
Food service | 163.2 | 34 | 39.2 | 120.5 | 0 |  |  | 90.4 | 18
Health care | 80.5 | 60.9 | 23.7 | 16.3 | 18.7 |  |  | 81.1 | 17.5
Health care Inpatient | 103.6 | 74.2 | 34.3 | 16.6 | 25 |  |  | 97.3 | 26.2
Health care Outpatient | 39 | 39.1 | 3.9 | 0 | 0 |  |  | 59.3 | 6.4
Lodging | 44.9 | 14.5 | 26.5 | 0 | 6.6 |  |  | 43.2 | 7.3
Mercantile | 34.3 | 21.5 | 10.6 | 13.5 | 6 |  |  | 58.5 | 8.2
Mercantile Retail (other than mall) | 22 | 20.5 | 2.5 | 6 | 0 |  |  | 48.4 | 7.6
Mercantile Enclosed and strip malls | 42.4 | 22.1 | 14.1 | 15.4 | 6.9 |  |  | 67.9 | 8.8
Office | 27.4 | 25.7 | 4.8 | 0 | 9.4 |  |  | 51.4 | 7.6
Public assembly | 34.8 | 35.3 | 2.1 | 6.4 | 4.7 |  |  | 44.2 | 17.7
Public order and safety | 40.4 | 25.8 | 21.4 | 3.5 | 0 |  |  | 44.8 | 11.2
Religious worship | 28.8 | 25 | 0 | 5.6 | 0 |  |  | 15.9 | 3.6
Service | 43.7 | 35.5 | 15 | 0 | 0 |  |  | 25.7 | 4.3
Warehouse and storage | 19.9 | 16.7 | 2.9 | 0 | 7 |  |  | 21.7 | 3.4
Other | 58.6 | 44.8 | 2.3 | 0 | 0 |  |  | 94.1 | 14.3
Vacant | 14.3 | 15 | 1.4 | 0 | 0 |  |  | 14.7 | 2.2
Health Care, Mercantile removed, alphabetized, add in Multifamily types
| Natural Gas Energy Use Intensity [kBTU/SF] |  |  |  |  | National average Electricity EUI sum, not including space heating, water heating, or cooking
Principal Building Activity | Total | Space heating | Water heating | Cooking | Other | Baseline Elec EUI | Cooling | All else |  |  | % heating | %cooling
MF-New-Tall | 37.6526 | 17.5 | 17.7671 | 2.3856 | 0 | 17 | 6.0317 | 10.9683 |  |  | 46.48% | 35.48% |  |  | 37.4291
MF-Old-Tall | 42.1209 | 21.9683 | 17.7671 | 2.3856 | 0 | 15 | 4.8611 | 10.1389 |  |  | 52.16% | 32.41%
MF-Short | 34.3223 | 16.8347 | 15.102 | 2.3856 | 0 | 17 | 5.0653 | 11.9347 |  |  | 49.05% | 29.8%
Education | 30.6 | 26.7 | 7 | 1.8 | 5.6 | 34.4 | 8.4 | 26 |  |  | 64.96% | 24.42%
Food sales | 62.8 | 43.3 | 4.4 | 32.8 | 0 | 149.2 | 5.3 | 143.9 |  |  | 53.79% | 3.552%
Food service | 163.2 | 34 | 39.2 | 120.5 | 0 | 90.4 | 18 | 72.4 |  |  | 17.55% | 19.91%
Health care Inpatient | 103.6 | 74.2 | 34.3 | 16.6 | 25 | 97.3 | 26.2 | 71.1 |  |  | 49.43% | 26.93%
Health care Outpatient | 39 | 39.1 | 3.9 | 0 | 0 | 59.3 | 6.4 | 52.9 |  |  | 90.93% | 10.79%
Lodging | 44.9 | 14.5 | 26.5 | 0 | 6.6 | 43.2 | 7.3 | 35.9 |  |  | 30.46% | 16.9%
Mercantile Enclosed and strip malls | 42.4 | 22.1 | 14.1 | 15.4 | 6.9 | 67.9 | 8.8 | 59.1 |  |  | 37.78% | 12.96%
Mercantile Retail (other than mall) | 22 | 20.5 | 2.5 | 6 | 0 | 48.4 | 7.6 | 40.8 |  |  | 70.69% | 15.7%
Office | 27.4 | 25.7 | 4.8 | 0 | 9.4 | 51.4 | 7.6 | 43.8 |  |  | 64.41% | 14.79%
Other | 58.6 | 44.8 | 2.3 | 0 | 0 | 94.1 | 14.3 | 79.8 |  |  | 95.12% | 15.2%
Public assembly | 34.8 | 35.3 | 2.1 | 6.4 | 4.7 | 44.2 | 17.7 | 26.5 |  |  | 72.78% | 40.05%
Public order and safety | 40.4 | 25.8 | 21.4 | 3.5 | 0 | 44.8 | 11.2 | 33.6 |  |  | 50.89% | 25%
Religious worship | 28.8 | 25 | 0 | 5.6 | 0 | 15.9 | 3.6 | 12.3 |  |  | 81.7% | 22.64%
Service | 43.7 | 35.5 | 15 | 0 | 0 | 25.7 | 4.3 | 21.4 |  |  | 70.3% | 16.73%
Warehouse and storage | 19.9 | 16.7 | 2.9 | 0 | 7 | 21.7 | 3.4 | 18.3 |  |  | 62.78% | 15.67%
Vacant | 14.3 | 15 | 1.4 | 0 | 0 | 14.7 | 2.2 | 12.5 |  |  | 91.46% | 14.97%
TRUE
FALSE

## HotelMFOffice Target comp (hidden)
Hotel, MF, and Office Target Lookup
This table compiles targets for multiple typologies and the four core cities into a single table that can be used for lookups elsewhere in the workbook.
Row ID for reference | Combined name for string lookup | NYCMF-New-Tall0 | NYCMF-New-Tall1 | NYCMF-New-Tall2 | NYCMF-New-Tall3 | SeattleMF-New-Tall0 | SeattleMF-New-Tall1 | SeattleMF-New-Tall2 | SeattleMF-New-Tall3 | DCMF-New-Tall0 | DCMF-New-Tall1 | DCMF-New-Tall2 | DCMF-New-Tall3 | Santa MonMF-New-Tall0 | Santa MonMF-New-Tall1 | Santa MonMF-New-Tall2 | NYCMF-Old-Tall0 | NYCMF-Old-Tall1 | NYCMF-Old-Tall2 | NYCMF-Old-Tall3 | SeattleMF-Old-Tall0 | SeattleMF-Old-Tall1 | SeattleMF-Old-Tall2 | SeattleMF-Old-Tall3 | DCMF-Old-Tall0 | DCMF-Old-Tall1 | DCMF-Old-Tall2 | DCMF-Old-Tall3 | Santa MonMF-Old-Tall0 | Santa MonMF-Old-Tall1 | Santa MonMF-Old-Tall2 | Santa MonMF-Old-Tall3 | NYCMF-Short0 | NYCMF-Short1 | NYCMF-Short2 | NYCMF-Short3 | SeattleMF-Short0 | SeattleMF-Short1 | SeattleMF-Short2 | SeattleMF-Short3 | DCMF-Short0 | DCMF-Short1 | DCMF-Short2 | DCMF-Short3 | Santa MonMF-Short0 | Santa MonMF-Short1 | Santa MonMF-Short2 | Santa MonMF-Short3 | NYCHotel-Dorm-Lodging0 | NYCHotel-Dorm-Lodging1 | NYCHotel-Dorm-Lodging2 | NYCHotel-Dorm-Lodging3 | SeattleHotel-Dorm-Lodging0 | SeattleHotel-Dorm-Lodging1 | SeattleHotel-Dorm-Lodging2 | SeattleHotel-Dorm-Lodging3 | DCHotel-Dorm-Lodging0 | DCHotel-Dorm-Lodging1 | DCHotel-Dorm-Lodging2 | DCHotel-Dorm-Lodging3 | Santa MonHotel-Dorm-Lodging0 | Santa MonHotel-Dorm-Lodging1 | Santa MonHotel-Dorm-Lodging2 | Santa MonHotel-Dorm-Lodging3 | NYCOffice0 | NYCOffice1 | NYCOffice2 | NYCOffice3 | SeattleOffice0 | SeattleOffice1 | SeattleOffice2 | SeattleOffice3 | DCOffice0 | DCOffice1 | DCOffice2 | DCOffice3 | Santa MonOffice0 | Santa MonOffice1 | Santa MonOffice2 | Santa MonOffice3
2 | City | NYC | NYC | NYC | NYC | Seattle | Seattle | Seattle | Seattle | DC | DC | DC | DC | Santa Mon | Santa Mon | Santa Mon | NYC | NYC | NYC | NYC | Seattle | Seattle | Seattle | Seattle | DC | DC | DC | DC | Santa Mon | Santa Mon | Santa Mon | Santa Mon | NYC | NYC | NYC | NYC | Seattle | Seattle | Seattle | Seattle | DC | DC | DC | DC | Santa Mon | Santa Mon | Santa Mon | Santa Mon | NYC | NYC | NYC | NYC | Seattle | Seattle | Seattle | Seattle | DC | DC | DC | DC | Santa Mon | Santa Mon | Santa Mon | Santa Mon | NYC | NYC | NYC | NYC | Seattle | Seattle | Seattle | Seattle | DC | DC | DC | DC | Santa Mon | Santa Mon | Santa Mon | Santa Mon
3 | Typology | MF-New-Tall | MF-New-Tall | MF-New-Tall | MF-New-Tall | MF-New-Tall | MF-New-Tall | MF-New-Tall | MF-New-Tall | MF-New-Tall | MF-New-Tall | MF-New-Tall | MF-New-Tall | MF-New-Tall | MF-New-Tall | MF-New-Tall | MF-Old-Tall | MF-Old-Tall | MF-Old-Tall | MF-Old-Tall | MF-Old-Tall | MF-Old-Tall | MF-Old-Tall | MF-Old-Tall | MF-Old-Tall | MF-Old-Tall | MF-Old-Tall | MF-Old-Tall | MF-Old-Tall | MF-Old-Tall | MF-Old-Tall | MF-Old-Tall | MF-Short | MF-Short | MF-Short | MF-Short | MF-Short | MF-Short | MF-Short | MF-Short | MF-Short | MF-Short | MF-Short | MF-Short | MF-Short | MF-Short | MF-Short | MF-Short | Hotel-Dorm-Lodging | Hotel-Dorm-Lodging | Hotel-Dorm-Lodging | Hotel-Dorm-Lodging | Hotel-Dorm-Lodging | Hotel-Dorm-Lodging | Hotel-Dorm-Lodging | Hotel-Dorm-Lodging | Hotel-Dorm-Lodging | Hotel-Dorm-Lodging | Hotel-Dorm-Lodging | Hotel-Dorm-Lodging | Hotel-Dorm-Lodging | Hotel-Dorm-Lodging | Hotel-Dorm-Lodging | Hotel-Dorm-Lodging | Office | Office | Office | Office | Office | Office | Office | Office | Office | Office | Office | Office | Office | Office | Office | Office
4 | Target | 0 | 1 | 2 | 3 | 0 | 1 | 2 | 3 | 0 | 1 | 2 | 3 | 0 | 1 | 2 | 0 | 1 | 2 | 3 | 0 | 1 | 2 | 3 | 0 | 1 | 2 | 3 | 0 | 1 | 2 | 3 | 0 | 1 | 2 | 3 | 0 | 1 | 2 | 3 | 0 | 1 | 2 | 3 | 0 | 1 | 2 | 3 | 0 | 1 | 2 | 3 | 0 | 1 | 2 | 3 | 0 | 1 | 2 | 3 | 0 | 1 | 2 | 3 | 0 | 1 | 2 | 3 | 0 | 1 | 2 | 3 | 0 | 1 | 2 | 3 | 0 | 1 | 2 | 3
5 | Heating Elec | 32 | 12.8303 | 5.1321 | #REF! | #REF! | #REF! | #REF! | #REF! | #REF! | #REF! | #REF! | #REF! | #REF! | #REF! | #REF! | 38.2984 | 18.755 | 7.502 | #REF! | #REF! | #REF! | #REF! | #REF! | #REF! | #REF! | #REF! | #REF! | #REF! | #REF! | #REF! | #REF! | 29.8711 | 20.8435 | 8.3374 | #REF! | #REF! | #REF! | #REF! | #REF! | #REF! | #REF! | #REF! | #REF! | #REF! | #REF! | #REF! | #REF! | 32.3159 | 12.8303 | 5.1321 | #REF! | #REF! | #REF! | #REF! | #REF! | #REF! | #REF! | #REF! | #REF! | #REF! | #REF! | #REF! | #REF! | 17.4127 | 14.0544 | 5.6218 | #REF! | #REF! | #REF! | #REF! | #REF! | #REF! | #REF! | #REF! | #REF! | #REF! | #REF! | #REF! | #REF!
6 | DHW Elec | 5.8147 | 5.8147 | 5.8147 | 5.8147 | 5.8147 | 5.8147 | 5.8147 | 5.8147 | 5.8147 | 5.8147 | 5.8147 | 5.8147 | 5.8147 | 5.8147 | 5.8147 | 5.8147 | 5.8147 | 5.8147 | 5.8147 | 5.8147 | 5.8147 | 5.8147 | 5.8147 | 5.8147 | 5.8147 | 5.8147 | 5.8147 | 5.8147 | 5.8147 | 5.8147 | 5.8147 | 4.9425 | 4.9425 | 4.9425 | 4.9425 | 4.9425 | 4.9425 | 4.9425 | 4.9425 | 4.9425 | 4.9425 | 4.9425 | 4.9425 | 4.9425 | 4.9425 | 4.9425 | 4.9425 | 7.332 | 7.332 | 7.332 | 7.332 | 7.332 | 7.332 | 7.332 | 7.332 | 7.332 | 7.332 | 7.332 | 7.332 | 7.332 | 7.332 | 7.332 | 7.332 | 0.91486 | 0.91486 | 0.91486 | 0.91486 | 0.85018 | 0.85018 | 0.85018 | 0.91486 | 0.85018 | 0.85018 | 0.85018 | 0.91486 | 0.85018 | 0.85018 | 0.85018 | 0.91486
7 | Heating Fuel | 40 | 16.0379 | 0 | 0 | 10 | #REF! | 0 | 0 | 10 | #REF! | 0 | 0 | 10 | #REF! | 0 | 47.873 | 23.4438 | 0 | 0 | 15 | #REF! | 0 | 0 | 15 | #REF! | 0 | 0 | 10 | #REF! | 0 | 0 | 37.3389 | 26.0543 | 0 | 0 | 10 | #REF! | 0 | 0 | 10 | #REF! | 0 | 0 | 10 | #REF! | 0 | 0 | 40.3949 | 16.0379 | 0 | 0 | 9 | #REF! | 0 | 0 | 9 | #REF! | 0 | 0 | 9 | #REF! | 0 | 0 | 21.7658 | 17.568 | 0 | 0 | 10 | #REF! | 0 | 0 | 10 | #REF! | 0 | 0 | 10 | #REF! | 0 | 0
8 | DHW Fuel | 17.7671 | 14.2136 | 0 | 0 | 17.7671 | 14.2136 | 0 | 0 | 17.7671 | 14.2136 | 0 | 0 | 17.7671 | 14.2136 | 0 | 17.7671 | 14.2136 | 0 | 0 | 17.7671 | 14.2136 | 0 | 0 | 17.7671 | 14.2136 | 0 | 0 | 17.7671 | 14.2136 | 0 | 0 | 15.102 | 12.0816 | 0 | 0 | 15.102 | 12.0816 | 0 | 0 | 15.102 | 12.0816 | 0 | 0 | 15.102 | 12.0816 | 0 | 0 | 22.4034 | 17.9227 | 0 | 0 | 22.4034 | 17.9227 | 0 | 0 | 22.4034 | 17.9227 | 0 | 0 | 22.4034 | 17.9227 | 0 | 0 | 2.5978 | 2.2363 | 0 | 0 | 2.5978 | 2.0782 | 0 | 0 | 2.5978 | 2.0782 | 0 | 0 | 2.5978 | 2.0782 | 0 | 0
9 | Cooling Elec | 4.709 | 4.1917 | 2.9342 | #REF! | 4.709 | 4.1917 | 2.9342 | #REF! | 10 | 8.9014 | 6.231 | #REF! | 4.709 | 4.1917 | 2.9342 | 3.4444 | 3.581 | 2.5254 | #REF! | 3 | 3.581 | 2.5254 | #REF! | 10 | 11.9365 | 8.418 | #REF! | 3 | 3.581 | 2.5254 | #REF! | 4.2614 | 3.9716 | 2.7801 | #REF! | 3 | 3.9716 | 2.7801 | #REF! | 10 | 13.2386 | 9.267 | #REF! | 3 | 3.9716 | 2.7801 | #REF! | 4.709 | 4.1917 | 1.8967 | #REF! | 3 | 4.1917 | 1.8967 | #REF! | 10 | 13.9722 | 6.3222 | #REF! | 3 | 4.1917 | 1.8967 | #REF! | 8.0866 | 7.9615 | 5.573 | #REF! | 8 | 7.9615 | 5.573 | #REF! | 18 | 17.9134 | 12.5393 | #REF! | 18 | 7.9615 | 5.573 | #REF!
10 | Other Elec | 16.7564 | 12.8267 | 12.8267 | 12.8267 | 12 | 12.8267 | 12.8267 | 12.8267 | 12 | 12.8267 | 12.8267 | 12.8267 | 12 | 12.8267 | 12.8267 | 12 | 7.2306 | 8.302 | 8.2385 | 12 | 7.2306 | 8.302 | 8.2385 | 12 | 7.2306 | 8.302 | 8.2385 | 12 | 7.2306 | 8.302 | 8.2385 | 14.2429 | 10.5639 | 8.5701 | 8.5147 | 14.2429 | 10.5639 | 8.5701 | 8.5147 | 12 | 10.5639 | 8.5701 | 8.5147 | 12 | 10.5639 | 8.5701 | 8.5147 | 16.7564 | 12.8267 | 12.8267 | 12.8267 | 12 | 12.8267 | 12.8267 | 12.8267 | 12 | 12.8267 | 12.8267 | 12.8267 | 12 | 12.8267 | 12.8267 | 12.8267 | #REF! | 20.0545 | 15.2455 | 15.1851 | 33.0439 | 20.0545 | 15.2455 | 15.1851 | 12 | 20.0545 | 15.2455 | 15.1851 | 12 | 20.0545 | 15.2455 | 15.1851
11 | Other Fuel | 2.3856 | 2.3856 | 1.4533 | 1.4533 | 2.3856 | 2.3856 | 1.4533 | 1.4533 | 2.3856 | 2.3856 | 1.4533 | 1.4533 | 2.3856 | 2.3856 | 1.4533 | 2.3856 | 2.3856 | 1.4533 | 1.4533 | 2.3856 | 2.3856 | 1.4533 | 1.4533 | 2.3856 | 2.3856 | 1.4533 | 1.4533 | 2.3856 | 2.3856 | 1.4533 | 1.4533 | 2.3856 | 2.3856 | 1.4533 | 1.4533 | 2.3856 | 2.3856 | 1.4533 | 1.4533 | 2.3856 | 2.3856 | 1.4533 | 1.4533 | 2.3856 | 2.3856 | 1.4533 | 1.4533 | 6.6 | 6.6 | 4.0207 | 4.0207 | 6.6 | 6.6 | 4.0207 | 4.0207 | 6.6 | 6.6 | 4.0207 | 4.0207 | 6.6 | 6.6 | 4.0207 | 4.0207 | 0 | 0 | 0 | 0 | 0 | 0 | 0 | 0 | 0 | 0 | 0 | 0 | 0 | 0 | 0 | 0

## MF-New-Tall
|  |  |  | Step 1 | NYC DERPA 2050 End Points
[5 empty] | MF-Mdrn8+ | ¦ | DERPA NYC 2050 Endpoints | 0 | 0 | 0
[5 empty] | Path | Base | 1 | 2 | 3 | 4
[5 empty] | Heating | 40.3949 | 16.0379 | 12.4251 | 5.9019 | 4.7203
[5 empty] | DHW | 19.7769 | 5.5375 | 5.5375 | 5.5375 | 5.5375
>50% Fuel Use |  |  |  |  | Cooling | 4.709 | 4.1917 | 4.1917 | 1.8967 | 1.895
[5 empty] | CA Elec | 5.8179 | 4.6349 | 4.6349 | 4.6349 | 4.6349
[5 empty] | Tenant Elec | 10.9385 | 8.1918 | 12.0747 | 8.1918 | 8.1918
[5 empty] | Gas Misc | 2.8641 | 2.8643 | 2.8643 | 2.8643 | 2.8643
[5 empty] | MF-PrW7- Fuel EUI | 63.0359 | 18.9022 | 15.2894 | 2.8643 | 2.8643
[5 empty] | MF-PrW7- Elec EUI | 21.4654 | 22.5559 | 26.4387 | 26.1628 | 24.9795
[5 empty] | Total Site EUI | 84.5013 | 41.458 | 41.7282 | 29.0271 | 27.8438
Step 2
[5 empty] | Site EUI | NYC | NYC | NYC | NYC |  | Site EUI | Seattle | Seattle | Seattle | Seattle |  | Site EUI | DC | DC | DC | DC | Site EUI | Santa Mon. | Santa Mon. | Santa Mon. | Santa Mon.
[5 empty] | [kBTU/SF] |  | Interim. Target | EE2 | EE3 |  | [kBTU/SF] |  | Int. Target | EE2 | EE3 |  | [kBTU/SF] |  | Int. Target | EE2 | EE3 | [kBTU/SF] |  | Int. Target | EE2 | EE3
[5 empty] | Path à | Today - Base | 1 | 2 | 3 |  | Path à | Today - Base | 1 | 2 | 3 |  | Path à | Today - Base | 1 | 2 | 3 | Path à | Today - Base | 1 | 2 | 3
[5 empty] | Heating | 40 | 16.0379 | 5.1321 | #REF! |  | Heating | 10 | #REF! | #REF! | #REF! |  | Heating | 10 | #REF! | #REF! | #REF! | Heating | 10 | #REF! | #REF! | #REF!
[5 empty] | DHW | 17.7671 | 14.2136 | 5.8147 | 5.8147 |  | DHW | 17.7671 | 14.2136 | 5.8147 | 5.8147 |  | DHW | 17.7671 | 14.2136 | 5.8147 | 5.8147 | DHW | 17.7671 | 14.2136 | 5.8147 | 5.8147
[5 empty] | Cooling | 4.709 | 4.1917 | 2.9342 | #REF! |  | Cooling | 4.709 | 4.1917 | 2.9342 | #REF! |  | Cooling | 10 | 8.9014 | 6.231 | #REF! | Cooling | 4.709 | 4.1917 | 2.9342 | #REF!
[5 empty] | Other Electricity | 16.7564 | 12.8267 | 12.8267 | 12.8267 |  | Other Electricity | 12 | 12.8267 | 12.8267 | 12.8267 |  | Other Electricity | 12 | 12.8267 | 12.8267 | 12.8267 | Other Electricity | 12 | 12.8267 | 12.8267 | 12.8267
[5 empty] | Other Fuel | 2.3856 | 2.3856 | 1.4533 | 1.4533 |  | Other Fuel | 2.3856 | 2.3856 | 1.4533 | 1.4533 |  | Other Fuel | 2.3856 | 2.3856 | 1.4533 | 1.4533 | Other Fuel | 2.3856 | 2.3856 | 1.4533 | 1.4533
[5 empty] | FEUI | 60.1526 | 32.6371 | 0 | 0 |  | FEUI | 30.1526 | #REF! | 0 | 0 |  | FEUI | 30.1526 | #REF! | 0 | 0 | FEUI | 30.1526 | #REF! | 0 | 0
[5 empty] | EEUI | 21.4654 | 17.0183 | 28.1609 | #REF! |  | EEUI | 16.709 | 17.0183 | #REF! | #REF! |  | EEUI | 22 | 21.7281 | #REF! | #REF! | EEUI | 16.709 | 17.0183 | #REF! | #REF!
Just buildings with 15-25kBTU/SF Electricity and >50% fuel use |  |  |  |  | Total Site EUI | 81.618 | 49.6555 | 28.1609 | #REF! |  | Total Site EUI | 46.8616 | #REF! | #REF! | #REF! |  | Total Site EUI | 52.1526 | #REF! | #REF! | #REF! | Total Site EUI | 46.8616 | #REF! | #REF! | #REF!
[5 empty] | RMI NZEc Threshold | 17
[11 empty] | Seattle EUI Target: | pre-2015 | post-2015
[11 empty] | Multifamily (4-6) | 20 | 15
[11 empty] | Multifamily (7+) | 25 | 18
[5 empty] | NYC | [5 empty] | Seattle | [5 empty] | DC |  |  |  |  | Santa Mon.
|  |  |  | 2019 | Fuel GHGI | 3.1947 | 1.7334 | 0 | 0 |  | Fuel GHGI | 1.6014 | #REF! | 0 | 0 |  | Fuel GHGI | 1.6014 | #REF! | 0 | 0 | Fuel GHGI | 1.6014 | #REF! | 0 | 0
[5 empty] | Elec GHGI | 1.6314 | 1.2934 | 2.1402 | #REF! |  | Elec GHGI | 0.04504 | 0.045874 | #REF! | #REF! |  | Elec GHGI | 4.2149 | 4.1628 | #REF! | #REF! | Elec GHGI | #N/A | #N/A | #N/A | #N/A
[5 empty] | Total GHGI | 4.8261 | 3.0268 | 2.1402 | #REF! |  | Total GHGI | 1.6464 | #REF! | #REF! | #REF! |  | Total GHGI | 5.8163 | #REF! | #REF! | #REF! | Total GHGI | #N/A | #N/A | #N/A | #N/A
|  |  |  | 2050 | Fuel GHGI | 3.1947 | 1.7334 | 0 | 0 |  | Fuel GHGI | 1.6014 | #REF! | 0 | 0 |  | Fuel GHGI | 1.6014 | #REF! | 0 | 0 | Fuel GHGI | 1.6014 | #REF! | 0 | 0
|  |  |  | "Carbon Neutral" = SCL Today | Elec GHGI | 0.057862 | 0.045874 | 0.07591 | #REF! |  | Elec GHGI | 0.04504 | 0.045874 | #REF! | #REF! |  | Elec GHGI | 0.059303 | 0.05857 | #REF! | #REF! | Elec GHGI | #N/A | #N/A | #N/A | #N/A
[5 empty] | Total GHGI | 3.2526 | 1.7792 | 0.07591 | #REF! |  | Total GHGI | 1.6464 | #REF! | #REF! | #REF! |  | Total GHGI | 1.6607 | #REF! | #REF! | #REF! | Total GHGI | #N/A | #N/A | #N/A | #N/A
| DHW + Cooking = 20kBTU/SF |  | See RECS Tab
| Seattle and DC Heating = 35 - 20 = 15 kBTU/SF | 15 | From chart above
| NYC Heating = 68 - 20 = 48 kBTU/SF | 40 | From chart above
| Electric DHW (assuming electric resistance) | 10.9265 | See RECS Tab
| Electric Cooking | 0.62 | See RECS Tab
All Electric Buildings Today (>80% Electric Site EUI)
Elec EUI 5-120 kBTU/SF
Built 1950-1979
nDC = 22
nNYC = 280
nSeattle = 71
|  |  |  | Step 4: Compilation of Targets | City | NYC | NYC | NYC | NYC | Seattle | Seattle | Seattle | Seattle | DC | DC | DC | DC | Santa Mon | Santa Mon | Santa Mon | Santa Mon
[5 empty] | Typology | MF-New-Tall | MF-New-Tall | MF-New-Tall | MF-New-Tall | MF-New-Tall | MF-New-Tall | MF-New-Tall | MF-New-Tall | MF-New-Tall | MF-New-Tall | MF-New-Tall | MF-New-Tall | MF-New-Tall | MF-New-Tall | MF-New-Tall | MF-New-Tall
[5 empty] | Target | 0 | 1 | 2 | 3 | 0 | 1 | 2 | 3 | 0 | 1 | 2 | 3 | 0 | 1 | 2 | 3
[5 empty] | Heating Elec | 32 | 12.8303 | 5.1321 | #REF! | #REF! | #REF! | #REF! | #REF! | #REF! | #REF! | #REF! | #REF! | #REF! | #REF! | #REF! | #REF!
[5 empty] | DHW Elec | 5.8147 | 5.8147 | 5.8147 | 5.8147 | 5.8147 | 5.8147 | 5.8147 | 5.8147 | 5.8147 | 5.8147 | 5.8147 | 5.8147 | 5.8147 | 5.8147 | 5.8147 | 5.8147
[5 empty] | Heating Fuel | 40 | 16.0379 | 0 | 0 | 10 | #REF! | 0 | 0 | 10 | #REF! | 0 | 0 | 10 | #REF! | 0 | 0
[5 empty] | DHW Fuel | 17.7671 | 14.2136 | 0 | 0 | 17.7671 | 14.2136 | 0 | 0 | 17.7671 | 14.2136 | 0 | 0 | 17.7671 | 14.2136 | 0 | 0
[5 empty] | Cooling Elec | 4.709 | 4.1917 | 2.9342 | #REF! | 4.709 | 4.1917 | 2.9342 | #REF! | 10 | 8.9014 | 6.231 | #REF! | 4.709 | 4.1917 | 2.9342 | #REF!
| Plug loads and electrical end uses = 15-25 kBTU/SF |  |  |  | Other Elec | 16.7564 | 12.8267 | 12.8267 | 12.8267 | 12 | 12.8267 | 12.8267 | 12.8267 | 12 | 12.8267 | 12.8267 | 12.8267 | 12 | 12.8267 | 12.8267 | 12.8267
| DHW + cooking = 12 |  |  |  | Other Fuel | 2.3856 | 2.3856 | 1.4533 | 1.4533 | 2.3856 | 2.3856 | 1.4533 | 1.4533 | 2.3856 | 2.3856 | 1.4533 | 1.4533 | 2.3856 | 2.3856 | 1.4533 | 1.4533
Heating = 15-20 for NYC and Seattle, 10-15 for DC? Small sample sizes are an issue
NYC & Seattle

## MF-Old-Tall (hidden)
Fuel Conversion
Target 1 (Interim Optimization) | Carry ratio of DERPA path 1 fuel space heating EUI over baseline space heating EUI
Apply ratio to other cities by finding average fuel space heating EUI in CBECS or RECS data
|  |  |  | Step 1 | NYC DERPA 2050 End Points
[5 empty] | MF-PrW7- Site EUI | ¦ | DERPA NYC 2050 Endpoints | 0 | 0 | 0
[5 empty] | Path | Base | 1 | 2 | 3 | 4
[5 empty] | Heating | 47.873 | 23.4438 | 18.3431 | 6.7503 | 3.0504
[5 empty] | DHW | 22.9048 | 6.4133 | 6.4133 | 6.4133 | 6.4133
>50% Fuel Use |  |  |  |  | Cooling | 3.4444 | 3.581 | 3.6841 | 2.5254 | 1.1412
[5 empty] | CA Elec | 0.45238 | 0.51548 | 1.452 | 1.571 | 1.5075
[5 empty] | Tenant Elec | 8.5873 | 6.7151 | 6.7151 | 6.731 | 6.731
[5 empty] | Gas Misc | 3.0635 | 3.064 | 3.064 | 3.064 | 3.064
nDC = 260 |  |  |  |  | MF-PrW7- Fuel EUI | 73.8413 | 26.5078 | 21.407 | 3.064 | 3.064
nNYC = 4962 |  |  |  |  | MF-PrW7- Elec EUI | 12.4841 | 17.2248 | 18.2645 | 23.991 | 18.8435
nSeattle = 62 |  |  |  |  | Total Site EUI | 86.3254 | 43.7326 | 39.6716 | 27.0549 | 21.9075
[7 empty] | 33.26% | [5 empty] | #REF! | [5 empty] | #REF! |  |  |  |  | #REF!
Step 2
[5 empty] | Site EUI | NYC | NYC | NYC | NYC |  | Site EUI | Seattle | Seattle | Seattle | Seattle |  | Site EUI | DC | DC | DC | DC | Site EUI | Santa Mon. | Santa Mon. | Santa Mon. | Santa Mon.
[5 empty] | [kBTU/SF] |  | Interim. Target | EE2 | EE3 |  | [kBTU/SF] |  | Int. Target | EE2 | EE3 |  | [kBTU/SF] |  | Int. Target | EE2 | EE3 | [kBTU/SF] |  | Int. Target | EE2 | EE3
[5 empty] | Path à | Today - Base | 1 | 2 | 3 |  | Path à | Today - Base | 1 | 2 | 3 |  | Path à | Today - Base | 1 | 2 | 3 | Path à | Today - Base | 1 | 2 | 3
[5 empty] | Heating | 47.873 | 23.4438 | 7.502 | #REF! |  | Heating | 15 | #REF! | #REF! | #REF! |  | Heating | 15 | #REF! | #REF! | #REF! | Heating | 10 | #REF! | #REF! | #REF!
[5 empty] | DHW | 17.7671 | 14.2136 | 5.8147 | 5.8147 |  | DHW | 17.7671 | 14.2136 | 5.8147 | 5.8147 |  | DHW | 17.7671 | 14.2136 | 5.8147 | 5.8147 | DHW | 17.7671 | 14.2136 | 5.8147 | 5.8147
[5 empty] | Cooling | 3.4444 | 3.581 | 2.5254 | #REF! |  | Cooling | 3 | 3.581 | 2.5254 | #REF! |  | Cooling | 10 | 11.9365 | 8.418 | #REF! | Cooling | 3 | 3.581 | 2.5254 | #REF!
[5 empty] | Other Electricity | 12 | 7.2306 | 8.302 | 8.2385 |  | Other Electricity | 12 | 7.2306 | 8.302 | 8.2385 |  | Other Electricity | 12 | 7.2306 | 8.302 | 8.2385 | Other Electricity | 12 | 7.2306 | 8.302 | 8.2385
[5 empty] | Other Fuel | 2.3856 | 2.3856 | 1.4533 | 1.4533 |  | Other Fuel | 2.3856 | 2.3856 | 1.4533 | 1.4533 |  | Other Fuel | 2.3856 | 2.3856 | 1.4533 | 1.4533 | Other Fuel | 2.3856 | 2.3856 | 1.4533 | 1.4533
[5 empty] | FEUI | 68.0257 | 40.043 | 0 | 0 |  | FEUI | 35.1526 | #REF! | 0 | 0 |  | FEUI | 35.1526 | #REF! | 0 | 0 | FEUI | 30.1526 | #REF! | 0 | 0
[5 empty] | EEUI | 15.4444 | 10.8115 | 25.5974 | #REF! |  | EEUI | 15 | 10.8115 | #REF! | #REF! |  | EEUI | 22 | 19.1671 | #REF! | #REF! | EEUI | 15 | 10.8115 | #REF! | #REF!
Just buildings with 15-25kBTU/SF Electricity and >50% fuel use |  |  |  |  | Total Site EUI | 83.4701 | 50.8545 | 25.5974 | #REF! |  | Total Site EUI | 50.1526 | #REF! | #REF! | #REF! |  | Total Site EUI | 57.1526 | #REF! | #REF! | #REF! | Total Site EUI | 45.1526 | #REF! | #REF! | #REF!
[5 empty] | RMI NZEc Threshold | 17
Seattle EUI Target:
[11 empty] | Multifamily (4-6) | 20
nDC = 162 | [10 empty] | Multifamily (7+) | 25
nNYC = 3164 |  |  |  |  | NYC | [5 empty] | Seattle | [5 empty] | DC |  |  |  |  | Santa Mon.
nSeattle = 32 |  |  |  | 2019 | Fuel GHGI | 3.6128 | 2.1267 | 0 | 0 |  | Fuel GHGI | 1.867 | #REF! | 0 | 0 |  | Fuel GHGI | 1.867 | #REF! | 0 | 0 | Fuel GHGI | 1.6014 | #REF! | 0 | 0
[5 empty] | Elec GHGI | 1.1738 | 0.82167 | 1.9454 | #REF! |  | Elec GHGI | 0.040434 | 0.029143 | #REF! | #REF! |  | Elec GHGI | 4.2149 | 3.6722 | #REF! | #REF! | Elec GHGI | #N/A | #N/A | #N/A | #N/A
[5 empty] | Total GHGI | 4.7866 | 2.9484 | 1.9454 | #REF! |  | Total GHGI | 1.9074 | #REF! | #REF! | #REF! |  | Total GHGI | 6.0819 | #REF! | #REF! | #REF! | Total GHGI | #N/A | #N/A | #N/A | #N/A
|  |  |  | 2050 | Fuel GHGI | 3.6128 | 2.1267 | 0 | 0 |  | Fuel GHGI | 1.867 | #REF! | 0 | 0 |  | Fuel GHGI | 1.867 | #REF! | 0 | 0 | Fuel GHGI | 1.6014 | #REF! | 0 | 0
|  |  |  | "Carbon Neutral" = SCL Today | Elec GHGI | 0.041632 | 0.029143 | 0.069 | #REF! |  | Elec GHGI | 0.040434 | 0.029143 | #REF! | #REF! |  | Elec GHGI | 0.059303 | 0.051666 | #REF! | #REF! | Elec GHGI | #N/A | #N/A | #N/A | #N/A
[5 empty] | Total GHGI | 3.6545 | 2.1558 | 0.069 | #REF! |  | Total GHGI | 1.9074 | #REF! | #REF! | #REF! |  | Total GHGI | 1.9263 | #REF! | #REF! | #REF! | Total GHGI | #N/A | #N/A | #N/A | #N/A
[6 empty] | 2.5425 | 1.2451 | 0.57015 | #REF!
[6 empty] | 0.94361 | 0.75489 | 0.44192 | 0.44192 |  |  | Site EUI |  | Interim |  | 2050 Targets
[6 empty] | 0.26178 | 0.27215 | 0.19193 | #REF! |  |  | [kBTU/SF]
[6 empty] | 0.912 | 0.54952 | 0.63095 | 0.62613 |  |  | Path à | Today | 2030 | 2040 | 1 | 2
[6 empty] | 0.1267 | 0.1267 | 0.11045 | 0.11045 |  |  | Heating | 15 |  |  | #REF! | #REF!
[12 empty] | DHW | 17.7671 |  |  | 5.8147 | 5.8147
[12 empty] | Cooling | 3 |  |  | 2.5254 | #REF!
[12 empty] | Other Electricity | 12 |  |  | 8.302 | 8.2385
| DHW + Cooking = 20kBTU/SF |  | See RECS Tab | [8 empty] | Other Fuel | 2.3856 |  |  | 1.4533 | 1.4533
| Seattle and DC Heating = 35 - 20 = 15 kBTU/SF | 15 | From chart above | [8 empty] | FEUI | 35.1526 |  |  | 0 | 0
| NYC Heating = 68 - 20 = 48 kBTU/SF | 48 | From chart above | [8 empty] | EEUI | 15 |  |  | #REF! | #REF!
| Electric DHW (assuming electric resistance) | 10.9265 | See RECS Tab | [8 empty] | Total Site EUI | 50.1526 |  |  | #REF! | #REF!
| Electric Cooking | 0.62 | See RECS Tab
All Electric Buildings Today (>80% Electric Site EUI)
Elec EUI 5-120 kBTU/SF
Built 1950-1979
nDC = 22
nNYC = 280
nSeattle = 71
|  |  |  | Step 4: Compilation of Targets | City | NYC | NYC | NYC | NYC | Seattle | Seattle | Seattle | Seattle | DC | DC | DC | DC | Santa Mon | Santa Mon | Santa Mon | Santa Mon
[5 empty] | Typology | MF-Old-Tall | MF-Old-Tall | MF-Old-Tall | MF-Old-Tall | MF-Old-Tall | MF-Old-Tall | MF-Old-Tall | MF-Old-Tall | MF-Old-Tall | MF-Old-Tall | MF-Old-Tall | MF-Old-Tall | MF-Old-Tall | MF-Old-Tall | MF-Old-Tall | MF-Old-Tall
[5 empty] | Target | 0 | 1 | 2 | 3 | 0 | 1 | 2 | 3 | 0 | 1 | 2 | 3 | 0 | 1 | 2 | 3
[5 empty] | Heating Elec | 38.2984 | 18.755 | 7.502 | #REF! | #REF! | #REF! | #REF! | #REF! | #REF! | #REF! | #REF! | #REF! | #REF! | #REF! | #REF! | #REF!
[5 empty] | DHW Elec | 5.8147 | 5.8147 | 5.8147 | 5.8147 | 5.8147 | 5.8147 | 5.8147 | 5.8147 | 5.8147 | 5.8147 | 5.8147 | 5.8147 | 5.8147 | 5.8147 | 5.8147 | 5.8147
[5 empty] | Heating Fuel | 47.873 | 23.4438 | 0 | 0 | 15 | #REF! | 0 | 0 | 15 | #REF! | 0 | 0 | 10 | #REF! | 0 | 0
[5 empty] | DHW Fuel | 17.7671 | 14.2136 | 0 | 0 | 17.7671 | 14.2136 | 0 | 0 | 17.7671 | 14.2136 | 0 | 0 | 17.7671 | 14.2136 | 0 | 0
[5 empty] | Cooling Elec | 3.4444 | 3.581 | 2.5254 | #REF! | 3 | 3.581 | 2.5254 | #REF! | 10 | 11.9365 | 8.418 | #REF! | 3 | 3.581 | 2.5254 | #REF!
| Plug loads and electrical end uses = 15-25 kBTU/SF |  |  |  | Other Elec | 12 | 7.2306 | 8.302 | 8.2385 | 12 | 7.2306 | 8.302 | 8.2385 | 12 | 7.2306 | 8.302 | 8.2385 | 12 | 7.2306 | 8.302 | 8.2385
| DHW + cooking = 12 |  |  |  | Other Fuel | 2.3856 | 2.3856 | 1.4533 | 1.4533 | 2.3856 | 2.3856 | 1.4533 | 1.4533 | 2.3856 | 2.3856 | 1.4533 | 1.4533 | 2.3856 | 2.3856 | 1.4533 | 1.4533
Heating = 15-20 for NYC and Seattle, 10-15 for DC? Small sample sizes are an issue
NYC & Seattle

## Hotel-Dorm-Lodging (hidden)
Hotel-Dorm-Lodging
Baseline and Previous Analyses
Most buildings are post-1980 construction, so from TWG analysis, use MF Post 1980
[5 empty] | Step 1 | NYC DERPA 2050 End Points
[6 empty] | MF-Mdrn8+ | ¦ | DERPA NYC 2050 Endpoints | 0 | 0 | 0
[6 empty] | Path | Base | 1 | 2 | 3 | 4
End Use | Starting Point Source | Targets Source |  |  |  | Heating | 40.3949 | 16.0379 | 12.4251 | 5.9019 | 4.7203
Heating Source | MF-Mdrn DERPA typology data | MF-Mdrn DERPA typology data |  |  |  | DHW | 19.7769 | 5.5375 | 5.5375 | 5.5375 | 5.5375
DHW | Seattle EUI Targets for gas-based DHW | End use analysis ratio applied to starting point |  |  |  | Cooling | 4.709 | 4.1917 | 4.1917 | 1.8967 | 1.895
Cooling | MF-New-Tall typology data | MF-Mdrn DERPA typology data |  |  |  | CA Elec | 5.8179 | 4.6349 | 4.6349 | 4.6349 | 4.6349 |  | Seattle EUI Target: | 25
Other Elec | MF-Modern DERPA typology data | DERPA plug load reduction + electrification of process loads per End Use analysis ratio |  |  |  | Tenant Elec | 10.9385 | 8.1918 | 12.0747 | 8.1918 | 8.1918 |  | Hotel Motel | 2050 | 2015
Other Gas | CEUS data for lodging | Reduced to zero |  |  |  | Gas Misc | 2.8641 | 2.8643 | 2.8643 | 2.8643 | 2.8643 |  | Gas Heating EUI | 7.7839 | 8.5819
[6 empty] | Fuel EUI | 63.0359 | 24.4397 | 20.827 | 14.3038 | 13.1221
[6 empty] | Elec EUI | 21.4654 | 22.5559 | 26.4387 | 26.1628 | 24.9795
[6 empty] | Site EUI | 84.5013 | 46.9956 | 47.2657 | 40.4666 | 38.1016
Step 2
[6 empty] | Site EUI | NYC | NYC | NYC | NYC |  | Site EUI | Seattle | Seattle | Seattle | Seattle |  | Site EUI | DC | DC | DC | DC | Site EUI | Santa Mon. | Santa Mon. | Santa Mon. | Santa Mon.
[6 empty] | [kBTU/SF] |  | Interim. Target | EE2 | EE3 |  | [kBTU/SF] |  | Int. Target | EE2 | EE3 |  | [kBTU/SF] |  | Int. Target | EE2 | EE3 | [kBTU/SF] |  | Int. Target | EE2 | EE3
[6 empty] | Path à | Today - Base | 1 | 2 | 3 |  | Path à | Today - Base | 1 | 2 | 3 |  | Path à | Today - Base | 1 | 2 | 3 | Path à | Today - Base | 1 | 2 | 3
[6 empty] | Heating | 40.3949 | 16.0379 | 5.1321 | #REF! |  | Heating | 9 | #REF! | #REF! | #REF! |  | Heating | 9 | #REF! | #REF! | #REF! | Heating | 9 | #REF! | #REF! | #REF!
[6 empty] | DHW | 22.4034 | 17.9227 | 7.332 | 7.332 |  | DHW | 22.4034 | 17.9227 | 7.332 | 7.332 |  | DHW | 22.4034 | 17.9227 | 7.332 | 7.332 | DHW | 22.4034 | 17.9227 | 7.332 | 7.332
[6 empty] | Cooling | 4.709 | 4.1917 | 1.8967 | #REF! |  | Cooling | 3 | 4.1917 | 1.8967 | #REF! |  | Cooling | 10 | 13.9722 | 6.3222 | #REF! | Cooling | 3 | 4.1917 | 1.8967 | #REF!
[6 empty] | Other Electricity | 16.7564 | 12.8267 | 12.8267 | 12.8267 |  | Other Electricity | 12 | 12.8267 | 12.8267 | 12.8267 |  | Other Electricity | 12 | 12.8267 | 12.8267 | 12.8267 | Other Electricity | 12 | 12.8267 | 12.8267 | 12.8267
[6 empty] | Other Fuel | 6.6 | 6.6 | 4.0207 | 4.0207 |  | Other Fuel | 6.6 | 6.6 | 4.0207 | 4.0207 |  | Other Fuel | 6.6 | 6.6 | 4.0207 | 4.0207 | Other Fuel | 6.6 | 6.6 | 4.0207 | 4.0207
[6 empty] | FEUI | 69.3983 | 40.5606 | 0 | 0 |  | FEUI | 38.0034 | #REF! | 0 | 0 |  | FEUI | 38.0034 | #REF! | 0 | 0 | FEUI | 38.0034 | #REF! | 0 | 0
[6 empty] | EEUI | 21.4654 | 17.0183 | 31.2082 | #REF! |  | EEUI | 15 | 17.0183 | #REF! | #REF! |  | EEUI | 22 | 26.7989 | #REF! | #REF! | EEUI | 15 | 17.0183 | #REF! | #REF!
[6 empty] | Total Site EUI | 90.8637 | 57.579 | 31.2082 | #REF! |  | Total Site EUI | 53.0034 | #REF! | #REF! | #REF! |  | Total Site EUI | 60.0034 | #REF! | #REF! | #REF! | Total Site EUI | 53.0034 | #REF! | #REF! | #REF!
[6 empty] | NYC | [11 empty] | DC |  |  |  |  | Santa Mon.
[5 empty] | 2019 | Fuel GHGI | 3.6857 | 2.1542 | 0 | 0 |  | Fuel GHGI | 2.0184 | #REF! | 0 | 0 |  | Fuel GHGI | 2.0184 | #REF! | 0 | 0 | Fuel GHGI | 2.0184 | #REF! | 0 | 0
[6 empty] | Elec GHGI | 1.6314 | 1.2934 | 2.3718 | #REF! |  | Elec GHGI | 0.040434 | 0.045874 | #REF! | #REF! |  | Elec GHGI | 4.2149 | 5.1343 | #REF! | #REF! | Elec GHGI | #N/A | #N/A | #N/A | #N/A
[6 empty] | Total GHGI | 5.3171 | 3.4476 | 2.3718 | #REF! |  | Total GHGI | 2.0588 | #REF! | #REF! | #REF! |  | Total GHGI | 6.2333 | #REF! | #REF! | #REF! | Total GHGI | #N/A | #N/A | #N/A | #N/A
[5 empty] | 2050 | Fuel GHGI | 3.6857 | 2.1542 | 0 | 0 |  | Fuel GHGI | 2.0184 | #REF! | 0 | 0 |  | Fuel GHGI | 2.0184 | #REF! | 0 | 0 | Fuel GHGI | 2.0184 | #REF! | 0 | 0
[5 empty] | "Carbon Neutral" = SCL Today | Elec GHGI | 0.057862 | 0.045874 | 0.084124 | #REF! |  | Elec GHGI | 0.040434 | 0.045874 | #REF! | #REF! |  | Elec GHGI | 0.059303 | 0.072239 | #REF! | #REF! | Elec GHGI | #N/A | #N/A | #N/A | #N/A
[6 empty] | Total GHGI | 3.7436 | 2.2 | 0.084124 | #REF! |  | Total GHGI | 2.0588 | #REF! | #REF! | #REF! |  | Total GHGI | 2.0777 | #REF! | #REF! | #REF! | Total GHGI | #N/A | #N/A | #N/A | #N/A
kBTU/hr/SF peak
|  |  | Heating Load Factor | 3
|  |  | Cooling Load Factor | 3
[8 empty] | BD Data | [7 empty] | Data Check (0=good data) | 0
[9 empty] | Building Count |  |  | Average Site EUI |  |  |  | CNCA Typology | Hotel-Dorm-Lodging
[8 empty] | Decade Built | DC | NYC | Seattle | DC | NYC | Seattle
[8 empty] | 1910 | 3 | 33 | 7 | 107.8333 | 116.9424 | 64.1143 |  |  | Column Labels
[8 empty] | 1920 | 11 | 74 | 18 | 109.1364 | 102.3716 | 86.5167 |  |  | Count of Elec EUI [kBTU/SF] |  |  | Count of Thermal EUI [kBTU/SF]
[8 empty] | 1930 | 2 | 26 | 5 | 55.4 | 111.5808 | 77.18 |  | Row Labels | DC | NYC | Seattle | DC | NYC | Seattle
[8 empty] | 1940 | 8 | 5 | 1 | 77.3375 | 117.66 | 69.1 |  | Elec | 11 | 75 | 22 | 11 | 75 | 22
[8 empty] | 1950 | 6 | 18 | 8 | 93.15 | 120.7611 | 84.2125 |  | Fuel | 42 | 306 | 62 | 42 | 306 | 62
[8 empty] | 1960 | 12 | 48 | 19 | 76.3167 | 117.2312 | 106.5947 |  | Mix | 75 | 133 | 70 | 75 | 133 | 70
[8 empty] | 1970 | 5 | 61 | 7 | 81.26 | 132.5148 | 91.8
[8 empty] | 1980 | 16 | 43 | 13 | 95.4437 | 104.1279 | 87.3
[8 empty] | 1990 | 14 | 53 | 23 | 93.35 | 125.4736 | 76.213 |  | Data Check (0=good data) | 0
[8 empty] | 2000 | 27 | 57 | 27 | 94.0815 | 117.8228 | 69.6963 |  | CNCA Typology | Hotel-Dorm-Lodging
[8 empty] | 2010 | 15 | 46 | 18 | 61.5333 | 96.6239 | 52.2944 |  |  |  | Elec EUI | Non Elec EUI
[8 empty] | Post 1980 | 60.5% | 42.89% | 55.48% |  |  |  |  | Elec | DC | 42.6541 | 5.5232
[17 empty] | NYC | 49.1646 | 3.8362
[17 empty] | Seattle | 41.1405 | 4.6189
[16 empty] | Mix | DC | 57.5146 | 36.4184
[17 empty] | NYC | 55.3927 | 36.2621
[17 empty] | Seattle | 37.113 | 23.7627
[16 empty] | Fuel | DC | 33.7675 | 55.2711
[17 empty] | NYC | 35.0097 | 81.3183
[17 empty] | Seattle | 31.6136 | 55.101
[5 empty] | Step 4: Compilation of Targets | City | NYC | NYC | NYC | NYC | Seattle | Seattle | Seattle | Seattle | DC | DC | DC | DC | Santa Mon | Santa Mon | Santa Mon | Santa Mon
[6 empty] | Typology | Hotel-Dorm-Lodging | Hotel-Dorm-Lodging | Hotel-Dorm-Lodging | Hotel-Dorm-Lodging | Hotel-Dorm-Lodging | Hotel-Dorm-Lodging | Hotel-Dorm-Lodging | Hotel-Dorm-Lodging | Hotel-Dorm-Lodging | Hotel-Dorm-Lodging | Hotel-Dorm-Lodging | Hotel-Dorm-Lodging | Hotel-Dorm-Lodging | Hotel-Dorm-Lodging | Hotel-Dorm-Lodging | Hotel-Dorm-Lodging
[6 empty] | Target | 0 | 1 | 2 | 3 | 0 | 1 | 2 | 3 | 0 | 1 | 2 | 3 | 0 | 1 | 2 | 3
[6 empty] | Heating Elec | 32.3159 | 12.8303 | 5.1321 | #REF! | #REF! | #REF! | #REF! | #REF! | #REF! | #REF! | #REF! | #REF! | #REF! | #REF! | #REF! | #REF!
[6 empty] | DHW Elec | 7.332 | 7.332 | 7.332 | 7.332 | 7.332 | 7.332 | 7.332 | 7.332 | 7.332 | 7.332 | 7.332 | 7.332 | 7.332 | 7.332 | 7.332 | 7.332
[6 empty] | Heating Fuel | 40.3949 | 16.0379 | 0 | 0 | 9 | #REF! | 0 | 0 | 9 | #REF! | 0 | 0 | 9 | #REF! | 0 | 0
[6 empty] | DHW Fuel | 22.4034 | 17.9227 | 0 | 0 | 22.4034 | 17.9227 | 0 | 0 | 22.4034 | 17.9227 | 0 | 0 | 22.4034 | 17.9227 | 0 | 0
[6 empty] | Cooling Elec | 4.709 | 4.1917 | 1.8967 | #REF! | 3 | 4.1917 | 1.8967 | #REF! | 10 | 13.9722 | 6.3222 | #REF! | 3 | 4.1917 | 1.8967 | #REF!
[6 empty] | Other Elec | 16.7564 | 12.8267 | 12.8267 | 12.8267 | 12 | 12.8267 | 12.8267 | 12.8267 | 12 | 12.8267 | 12.8267 | 12.8267 | 12 | 12.8267 | 12.8267 | 12.8267
[6 empty] | Other Fuel | 6.6 | 6.6 | 4.0207 | 4.0207 | 6.6 | 6.6 | 4.0207 | 4.0207 | 6.6 | 6.6 | 4.0207 | 4.0207 | 6.6 | 6.6 | 4.0207 | 4.0207

## MF-Short (hidden)
This Typology is expected to have similar baseline energy use to larger buildings of similar vintage.
Only Seattle has reported energy data for both short and tall buildings
| Step 1 | NYC DERPA 2050 End Points
|  | MF-PsW8+ | ¦ | DERPA NYC 2050 Endpoints | 0 | 0 | 0
|  | Path | Base | 1 | 2 | 3 | 4
|  | Heating | 46.6736 | 26.0543 | 21.7119 | 7.8163 | 3.5292
|  | DHW | 17.9526 | 5.0267 | 5.0267 | 5.0267 | 5.0267
|  | Cooling | 4.2614 | 3.9716 | 3.4718 | 2.4615 | 2.4652 |  |  | 3.8896 | 3.0996 | 3.2546 | 3.1723 | 3.1169
|  | CA Elec | 1.8896 | 1.0996 | 1.2546 | 1.1723 | 1.1169 | No elevators, subtract | 2 | 1.8896 | 1.0996 | 1.2546 | 1.1723 | 1.1169
|  | Tenant Elec | 9.9743 | 7.3979 | 11.7403 | 7.3979 | 7.3979 |  |  | 9.9743 | 7.3979 | 11.7403 | 7.3979 | 7.3979
|  | Gas Misc | 2.2283 | 2.2288 | 2.2288 | 2.2288 | 2.2288
|  | MF-PrW7- Fuel EUI | 66.8546 | 28.2831 | 23.9407 | 2.2288 | 2.2288
|  | MF-PrW7- Elec EUI | 16.1253 | 17.4958 | 21.4934 | 23.8746 | 19.5359
|  | Total Site EUI | 82.9799 | 45.7789 | 45.4341 | 26.1034 | 21.7647
Step 2
|  | Site EUI | NYC | NYC | NYC | NYC |  | Site EUI | Seattle | Seattle | Seattle | Seattle |  | Site EUI | DC | DC | DC | DC | Site EUI | Santa Mon. | Santa Mon. | Santa Mon. | Santa Mon.
|  | [kBTU/SF] |  | Interim. Target | EE2 | EE3 |  | [kBTU/SF] |  | Int. Target | EE2 | EE3 |  | [kBTU/SF] |  | Int. Target | EE2 | EE3 | [kBTU/SF] |  | Int. Target | EE2 | EE3
|  | Path à | Today - Base | 1 | 2 | 3 |  | Path à | Today - Base | 1 | 2 | 3 |  | Path à | Today - Base | 1 | 2 | 3 | Path à | Today - Base | 1 | 2 | 3
|  | Heating | 37.3389 | 26.0543 | 8.3374 | #REF! |  | Heating | 10 | #REF! | #REF! | #REF! |  | Heating | 10 | #REF! | #REF! | #REF! | Heating | 10 | #REF! | #REF! | #REF!
|  | DHW | 15.102 | 12.0816 | 4.9425 | 4.9425 |  | DHW | 15.102 | 12.0816 | 4.9425 | 4.9425 |  | DHW | 15.102 | 12.0816 | 4.9425 | 4.9425 | DHW | 15.102 | 12.0816 | 4.9425 | 4.9425
|  | Cooling | 4.2614 | 3.9716 | 2.7801 | #REF! |  | Cooling | 3 | 3.9716 | 2.7801 | #REF! |  | Cooling | 10 | 13.2386 | 9.267 | #REF! | Cooling | 3 | 3.9716 | 2.7801 | #REF!
|  | Other Electricity | 14.2429 | 10.5639 | 8.5701 | 8.5147 |  | Other Electricity | 14.2429 | 10.5639 | 8.5701 | 8.5147 |  | Other Electricity | 12 | 10.5639 | 8.5701 | 8.5147 | Other Electricity | 12 | 10.5639 | 8.5701 | 8.5147
|  | Other Fuel | 2.3856 | 2.3856 | 1.4533 | 1.4533 |  | Other Fuel | 2.3856 | 2.3856 | 1.4533 | 1.4533 |  | Other Fuel | 2.3856 | 2.3856 | 1.4533 | 1.4533 | Other Fuel | 2.3856 | 2.3856 | 1.4533 | 1.4533
|  | FEUI | 54.8265 | 40.5215 | 0 | 0 |  | FEUI | 27.4876 | #REF! | 0 | 0 |  | FEUI | 27.4876 | #REF! | 0 | 0 | FEUI | 27.4876 | #REF! | 0 | 0
|  | EEUI | 18.5043 | 14.5355 | 26.0834 | #REF! |  | EEUI | 17.2429 | 14.5355 | #REF! | #REF! |  | EEUI | 22 | 23.8025 | #REF! | #REF! | EEUI | 15 | 14.5355 | #REF! | #REF!
|  | Total Site EUI | 73.3308 | 55.057 | 26.0834 | #REF! |  | Total Site EUI | 44.7305 | #REF! | #REF! | #REF! |  | Total Site EUI | 49.4876 | #REF! | #REF! | #REF! | Total Site EUI | 42.4876 | #REF! | #REF! | #REF!
|  | RMI NZEc Threshold | 17
[8 empty] | Seattle EUI Target: | pre-2015 | post-2015
[8 empty] | Multifamily (1-3) | 20 | 15
[8 empty] | Multifamily (4-6) | 20 | 15
|  | NYC | [5 empty] | Seattle | [5 empty] | DC |  |  |  |  | Santa Mon.
| 2019 | Fuel GHGI | 2.9118 | 2.1521 | 0 | 0 |  | Fuel GHGI | 1.4599 | #REF! | 0 | 0 |  | Fuel GHGI | 1.4599 | #REF! | 0 | 0 | Fuel GHGI | 1.4599 | #REF! | 0 | 0
|  | Elec GHGI | 1.4063 | 1.1047 | 1.9823 | #REF! |  | Elec GHGI | 0.04648 | 0.039182 | #REF! | #REF! |  | Elec GHGI | 4.2149 | 4.5603 | #REF! | #REF! | Elec GHGI | #N/A | #N/A | #N/A | #N/A
|  | Total GHGI | 4.3182 | 3.2568 | 1.9823 | #REF! |  | Total GHGI | 1.5063 | #REF! | #REF! | #REF! |  | Total GHGI | 5.6748 | #REF! | #REF! | #REF! | Total GHGI | #N/A | #N/A | #N/A | #N/A
| 2050 | Fuel GHGI | 2.9118 | 2.1521 | 0 | 0 |  | Fuel GHGI | 1.4599 | #REF! | 0 | 0 |  | Fuel GHGI | 1.4599 | #REF! | 0 | 0 | Fuel GHGI | 1.4599 | #REF! | 0 | 0
| "Carbon Neutral" = SCL Today | Elec GHGI | 0.04988 | 0.039182 | 0.07031 | #REF! |  | Elec GHGI | 0.04648 | 0.039182 | #REF! | #REF! |  | Elec GHGI | 0.059303 | 0.064162 | #REF! | #REF! | Elec GHGI | #N/A | #N/A | #N/A | #N/A
|  | Total GHGI | 2.9617 | 2.1913 | 0.07031 | #REF! |  | Total GHGI | 1.5063 | #REF! | #REF! | #REF! |  | Total GHGI | 1.5192 | #REF! | #REF! | #REF! | Total GHGI | #N/A | #N/A | #N/A | #N/A
| Step 4: Compilation of Targets | City | NYC | NYC | NYC | NYC | Seattle | Seattle | Seattle | Seattle | DC | DC | DC | DC | Santa Mon | Santa Mon | Santa Mon | Santa Mon
|  | Typology | MF-Short | MF-Short | MF-Short | MF-Short | MF-Short | MF-Short | MF-Short | MF-Short | MF-Short | MF-Short | MF-Short | MF-Short | MF-Short | MF-Short | MF-Short | MF-Short
|  | Target | 0 | 1 | 2 | 3 | 0 | 1 | 2 | 3 | 0 | 1 | 2 | 3 | 0 | 1 | 2 | 3
|  | Heating Elec | 29.8711 | 20.8435 | 8.3374 | #REF! | #REF! | #REF! | #REF! | #REF! | #REF! | #REF! | #REF! | #REF! | #REF! | #REF! | #REF! | #REF!
|  | DHW Elec | 4.9425 | 4.9425 | 4.9425 | 4.9425 | 4.9425 | 4.9425 | 4.9425 | 4.9425 | 4.9425 | 4.9425 | 4.9425 | 4.9425 | 4.9425 | 4.9425 | 4.9425 | 4.9425
|  | Heating Fuel | 37.3389 | 26.0543 | 0 | 0 | 10 | #REF! | 0 | 0 | 10 | #REF! | 0 | 0 | 10 | #REF! | 0 | 0
|  | DHW Fuel | 15.102 | 12.0816 | 0 | 0 | 15.102 | 12.0816 | 0 | 0 | 15.102 | 12.0816 | 0 | 0 | 15.102 | 12.0816 | 0 | 0
|  | Cooling Elec | 4.2614 | 3.9716 | 2.7801 | #REF! | 3 | 3.9716 | 2.7801 | #REF! | 10 | 13.2386 | 9.267 | #REF! | 3 | 3.9716 | 2.7801 | #REF!
|  | Other Elec | 14.2429 | 10.5639 | 8.5701 | 8.5147 | 14.2429 | 10.5639 | 8.5701 | 8.5147 | 12 | 10.5639 | 8.5701 | 8.5147 | 12 | 10.5639 | 8.5701 | 8.5147
|  | Other Fuel | 2.3856 | 2.3856 | 1.4533 | 1.4533 | 2.3856 | 2.3856 | 1.4533 | 1.4533 | 2.3856 | 2.3856 | 1.4533 | 1.4533 | 2.3856 | 2.3856 | 1.4533 | 1.4533

## Office (hidden)
Office
Baseline and Previous Analyses
| Step 1 | NYC DERPA 2050 End Points
|  | COM-PrW8+ | ¦ | DERPA NYC 2050 Endpoints | 0 | 0 | 0
|  | Path | Base | 1 | 2 | 3 | 4
|  | Heating | 21.7658 | 17.568 | 14.5888 | 1.7925 | 0.96638
|  | DHW | 4.0155 | 2.2363 | 2.2375 | 2.2375 | 2.2375
|  | Cooling | 8.0866 | 7.9615 | 7.4867 | 3.081 | 3.3404
|  | CA Elec | 9.6541 | 7.696 | 7.7951 | 2.887 | 2.8266
|  | Tenant Elec | 22.7213 | 12.3585 | 12.3585 | 12.3585 | 12.3585
|  | Gas Misc | 0 | 0 | 0 | 0 | 0
|  | Fuel EUI | 25.7813 | 19.8043 | 16.8263 | 4.03 | 3.2039
|  | Elec EUI | 40.462 | 30.2523 | 29.8779 | 22.3566 | 21.7294
|  | Site EUI | 66.2433 | 50.0566 | 46.7042 | 26.3866 | 24.9333 |  | BM Average
[8 empty] | FFEUI | 2.5849
[8 empty] | EEUI | 49.113
Step 2
|  | Site EUI | NYC | NYC | NYC | NYC |  | Site EUI | Seattle | Seattle | Seattle | Seattle |  | Site EUI | DC | DC | DC | DC | Site EUI | Santa Mon. | Santa Mon. | Santa Mon. | Santa Mon.
|  | [kBTU/SF] |  | Interim. Target | EE2 | EE3 |  | [kBTU/SF] |  | Int. Target | EE2 | EE3 |  | [kBTU/SF] |  | Int. Target | EE2 | EE3 | [kBTU/SF] |  | Int. Target | EE2 | EE3
|  | Path à | Today - Base | 1 | 2 | 3 |  | Path à | Today - Base | 1 | 2 | 3 |  | Path à | Today - Base | 1 | 2 | 3 | Path à | Today - Base | 1 | 2 | 3
|  | Heating | 21.7658 | 17.568 | 5.6218 | #REF! |  | Heating | 10 | #REF! | #REF! | #REF! |  | Heating | 10 | #REF! | #REF! | #REF! | Heating | 10 | #REF! | #REF! | #REF!
|  | DHW | 2.5978 | 2.2363 | 0.91486 | 0.91486 |  | DHW | 2.5978 | 2.0782 | 0.85018 | 0.91486 |  | DHW | 2.5978 | 2.0782 | 0.85018 | 0.91486 | DHW | 2.5978 | 2.0782 | 0.85018 | 0.91486
|  | Cooling | 8.0866 | 7.9615 | 5.573 | #REF! |  | Cooling | 8 | 7.9615 | 5.573 | #REF! |  | Cooling | 18 | 17.9134 | 12.5393 | #REF! | Cooling | 18 | 7.9615 | 5.573 | #REF!
|  | Other Electricity | #REF! | 20.0545 | 15.2455 | 15.1851 |  | Other Electricity | 33.0439 | 20.0545 | 15.2455 | 15.1851 |  | Other Electricity | 12 | 20.0545 | 15.2455 | 15.1851 | Other Electricity | 12 | 20.0545 | 15.2455 | 15.1851
|  | Other Fuel | 0 | 0 | 0 | 0 |  | Other Fuel | 0 | 0 | 0 | 0 |  | Other Fuel | 0 | 0 | 0 | 0 | Other Fuel | 0 | 0 | 0 | 0
|  | FEUI | 24.3636 | 17.568 | 0 | 0 |  | FEUI | 12.5978 | #REF! | 0 | 0 |  | FEUI | 12.5978 | #REF! | 0 | 0 | FEUI | 12.5978 | #REF! | 0 | 0
|  | EEUI | #REF! | 30.2523 | 27.3552 | #REF! |  | EEUI | 41.0439 | 30.0941 | #REF! | #REF! |  | EEUI | 30 | 40.046 | #REF! | #REF! | EEUI | 30 | 30.0941 | #REF! | #REF!
|  | Total Site EUI | #REF! | 47.8202 | 27.3552 | #REF! |  | Total Site EUI | 53.6417 | #REF! | #REF! | #REF! |  | Total Site EUI | 42.5978 | #REF! | #REF! | #REF! | Total Site EUI | 42.5978 | #REF! | #REF! | #REF!
Seattle EUI Target:
[8 empty] | Office |  |  | 25
[8 empty] | Gas Heating |  | 10.0164
Electric HVAC
|  | NYC | [5 empty] | Seattle | [5 empty] | DC |  |  |  |  | Santa Mon.
| 2019 | Fuel GHGI | 1.294 | 0.93304 | 0 | 0 |  | Fuel GHGI | 0.66907 | #REF! | 0 | 0 |  | Fuel GHGI | 0.66907 | #REF! | 0 | 0 | Fuel GHGI | 0.66907 | #REF! | 0 | 0
|  | Elec GHGI | #REF! | 2.2992 | 2.079 | #REF! |  | Elec GHGI | 0.11064 | 0.081121 | #REF! | #REF! |  | Elec GHGI | 5.7476 | 7.6723 | #REF! | #REF! | Elec GHGI | #N/A | #N/A | #N/A | #N/A
|  | Total GHGI | #REF! | 3.2322 | 2.079 | #REF! |  | Total GHGI | 0.7797 | #REF! | #REF! | #REF! |  | Total GHGI | 6.4167 | #REF! | #REF! | #REF! | Total GHGI | #N/A | #N/A | #N/A | #N/A
| 2050 | Fuel GHGI | 1.294 | 0.93304 | 0 | 0 |  | Fuel GHGI | 0.66907 | #REF! | 0 | 0 |  | Fuel GHGI | 0.66907 | #REF! | 0 | 0 | Fuel GHGI | 0.66907 | #REF! | 0 | 0
| "Carbon Neutral" = SCL Today | Elec GHGI | #REF! | 0.081547 | 0.073738 | #REF! |  | Elec GHGI | 0.11064 | 0.081121 | #REF! | #REF! |  | Elec GHGI | 0.080867 | 0.10795 | #REF! | #REF! | Elec GHGI | #N/A | #N/A | #N/A | #N/A
|  | Total GHGI | #REF! | 1.0146 | 0.073738 | #REF! |  | Total GHGI | 0.7797 | #REF! | #REF! | #REF! |  | Total GHGI | 0.74993 | #REF! | #REF! | #REF! | Total GHGI | #N/A | #N/A | #N/A | #N/A
|  |  |  | BD Data | [7 empty] | Data Check (0=good data) | 0
[5 empty] | Building Count |  |  | Average Site EUI |  |  |  | CNCA Typology | Office
|  |  |  | Decade Built | DC | NYC | Seattle | DC | NYC | Seattle |  | Large or Small | not Large
|  |  |  | 1910 | 3 | 33 | 7 | 107.8333 | 116.9424 | 64.1143
|  |  |  | 1920 | 11 | 74 | 18 | 109.1364 | 102.3716 | 86.5167 |  | Row Labels | Sum of Rep_Gross_Floor_Area
|  |  |  | 1930 | 2 | 26 | 5 | 55.4 | 111.5808 | 77.18 |  | Elec
|  |  |  | 1940 | 8 | 5 | 1 | 77.3375 | 117.66 | 69.1 |  | DC | 74758491.6
|  |  |  | 1950 | 6 | 18 | 8 | 93.15 | 120.7611 | 84.2125 |  | NYC | 85684579
|  |  |  | 1960 | 12 | 48 | 19 | 76.3167 | 117.2312 | 106.5947 |  | Seattle | 40465549
|  |  |  | 1970 | 5 | 61 | 7 | 81.26 | 132.5148 | 91.8 |  | Fuel
|  |  |  | 1980 | 16 | 43 | 13 | 95.4437 | 104.1279 | 87.3 |  | DC | 1772981
|  |  |  | 1990 | 14 | 53 | 23 | 93.35 | 125.4736 | 76.213 |  | NYC | 34798153
|  |  |  | 2000 | 27 | 57 | 27 | 94.0815 | 117.8228 | 69.6963 |  | Seattle | 2262734
|  |  |  | 2010 | 15 | 46 | 18 | 61.5333 | 96.6239 | 52.2944 |  | Mix
|  |  |  | Post 1980 | 60.5% | 42.89% | 55.48% |  |  |  |  | DC | 10942922.1
[12 empty] | NYC | 72269777
[12 empty] | Seattle | 6830544
| Step 4: Compilation of Targets | City | NYC | NYC | NYC | NYC | Seattle | Seattle | Seattle | Seattle | DC | DC | DC | DC | Santa Mon | Santa Mon | Santa Mon | Santa Mon
|  | Typology | Office | Office | Office | Office | Office | Office | Office | Office | Office | Office | Office | Office | Office | Office | Office | Office
|  | Target | 0 | 1 | 2 | 3 | 0 | 1 | 2 | 3 | 0 | 1 | 2 | 3 | 0 | 1 | 2 | 3
|  | Heating Elec | 17.4127 | 14.0544 | 5.6218 | #REF! | #REF! | #REF! | #REF! | #REF! | #REF! | #REF! | #REF! | #REF! | #REF! | #REF! | #REF! | #REF!
|  | DHW Elec | 0.91486 | 0.91486 | 0.91486 | 0.91486 | 0.85018 | 0.85018 | 0.85018 | 0.91486 | 0.85018 | 0.85018 | 0.85018 | 0.91486 | 0.85018 | 0.85018 | 0.85018 | 0.91486
|  | Heating Fuel | 21.7658 | 17.568 | 0 | 0 | 10 | #REF! | 0 | 0 | 10 | #REF! | 0 | 0 | 10 | #REF! | 0 | 0
|  | DHW Fuel | 2.5978 | 2.2363 | 0 | 0 | 2.5978 | 2.0782 | 0 | 0 | 2.5978 | 2.0782 | 0 | 0 | 2.5978 | 2.0782 | 0 | 0
|  | Cooling Elec | 8.0866 | 7.9615 | 5.573 | #REF! | 8 | 7.9615 | 5.573 | #REF! | 18 | 17.9134 | 12.5393 | #REF! | 18 | 7.9615 | 5.573 | #REF!
|  | Other Elec | #REF! | 20.0545 | 15.2455 | 15.1851 | 33.0439 | 20.0545 | 15.2455 | 15.1851 | 12 | 20.0545 | 15.2455 | 15.1851 | 12 | 20.0545 | 15.2455 | 15.1851
|  | Other Fuel | 0 | 0 | 0 | 0 | 0 | 0 | 0 | 0 | 0 | 0 | 0 | 0 | 0 | 0 | 0 | 0

## CBECS-E4 - elec EUI (hidden)
Release date: May 2016
Table E4. Electricity consumption intensities (Btu) by end use, 2012
Electricity energy intensity1 (thousand Btu/square foot in buildings using electricity for the end use)
| Total | Space heat- ing | Cool- ing | Venti- lation | Water heat- ing | Light- ing | Cook- ing | Refrig- eration | Office equip- ment | Com- puting | Other
All buildings | 50 | 1.7 | 8.3 | 8.1 | 0.5 | 8.7 | 3.7 | 9.1 | 2.1 | 5.2 | 9.1
Building floorspace (square feet)
1,001 to 5,000 | 59.4 | 2.9 | 8.2 | 6.5 | 0.7 | 8.3 | 20.4 | 24 | 3.4 | 5.9 | 8.5
5,001 to 10,000 | 45.5 | 1.8 | 6.1 | 6.1 | 0.6 | 7.1 | 9.9 | 14.2 | 2.3 | 4.7 | 7.8
10,001 to 25,000 | 40 | 1.9 | 5.5 | 6 | 0.5 | 6.9 | 5 | 8.4 | 2.2 | 4.1 | 7.6
25,001 to 50,000 | 43.5 | 1.8 | 7 | 7.4 | 0.5 | 8.4 | 1.9 | 6.8 | 1.9 | 4.3 | 8.4
50,001 to 100,000 | 48.1 | 1.7 | 8.1 | 8.1 | 0.5 | 8.1 | 1.8 | 8.4 | 2 | 4.5 | 8.6
100,001 to 200,000 | 52.3 | 1.4 | 8.5 | 9.5 | 0.4 | 9.7 | 1.6 | 8.1 | 1.7 | 6 | 9.1
200,001 to 500,000 | 57.7 | 1.4 | 11.7 | 10 | 0.5 | 10.3 | 1.7 | 6.8 | 1.8 | 5.9 | 11
Over 500,000 | 62.9 | 1.2 | 13.3 | 11.8 | 0.4 | 11.4 | 2.3 | 3.2 | 2.7 | 6.9 | 12.9
Principal building activity
Education | 37.4 | 1.6 | 8.4 | 5.6 | 0.7 | 6.3 | 0.7 | 3.6 | 1.8 | 6.4 | 5.4
Food sales | 166.1 | 2 | 5.3 | 9.4 | 0.1 | 12.4 | 14.8 | 117.6 | 1.6 | 2 | 9.4
Food service | 153.2 | 4.7 | 18 | 17.2 | 3.8 | 10.2 | 54.3 | 62.4 | 4.1 | 2.7 | 11.5
Health care | 87.9 | 1.8 | 17.5 | 19.9 | 0.8 | 14.7 | 4.2 | 4.6 | 4 | 8.2 | 16.8
Inpatient | 105.8 | 1.6 | 26.2 | 19.3 | 2.3 | 16.7 | 4.6 | 6 | 5.1 | 9 | 21.1
Outpatient | 64 | 2 | 6.4 | 20.7 | 0.2 | 11.9 | 2.5 | 2.6 | 2.5 | 7.2 | 11
Lodging | 52.2 | 2.1 | 7.3 | 8.4 | 2.3 | 6.8 | 4.6 | 5.7 | 7.5 | 1.2 | 12.8
Mercantile | 62.3 | 1.6 | 8.2 | 10.8 | 0.8 | 12.4 | 1.4 | 18.5 | 1.6 | 2.1 | 8.3
Retail (other than mall) | 51.8 | 1.8 | 7.6 | 8.6 | 0.1 | 13.3 | 1.5 | 11.8 | 1.3 | 2 | 8.2
Enclosed and strip malls | 72 | 1.5 | 8.8 | 12.7 | 1.3 | 11.5 | 1.3 | 23.6 | 1.8 | 2.1 | 8.5
Office | 54.2 | 1.9 | 7.6 | 13.4 | 0.2 | 9.2 | 0.7 | 2 | 2.3 | 10.5 | 8.3
Public assembly | 49.4 | 3.3 | 17.7 | 4.4 | 0.1 | 6.4 | 1.8 | 5 | 1.4 | 3 | 13.1
Public order and safety | 50.7 | 1.5 | 11.2 | 3.7 | 2.2 | 10.8 | 2.2 | 2.1 | 2.2 | 5.4 | 13.8
Religious worship | 17.8 | 1.1 | 3.6 | 2.9 | 0.1 | 2.1 | 0.7 | 0.9 | 0.9 | 0.8 | 6.2
Service | 28.2 | 1.5 | 4.3 | 3.4 | 0.2 | 8.4 | 0.8 | 1.3 | 1 | 2 | 8.6
Warehouse and storage | 22.6 | 0.7 | 3.4 | 1.2 | 0.1 | 7 | 0.1 | 5.4 | 0.6 | 1.5 | 6.2
Other | 96.7 | 2.5 | 14.3 | 8.5 | 0.1 | 19.3 | Q | 8.5 | 1.3 | 22.1 | 25.8
Vacant | 15.5 | 0.8 | 2.2 | 3.1 | (*) | 4.4 | Q | 1.3 | 0.5 | 1.3 | 6.9
Year constructed
Before 1920 | 28.7 | 1.3 | 3.5 | 5.3 | 0.2 | 5.5 | 2.7 | 5 | 1.3 | 3.2 | 6.6
1920 to 1945 | 37.4 | 1.2 | 6.2 | 6.2 | 0.3 | 6.6 | 2.2 | 6.8 | 1.7 | 4.4 | 7.1
1946 to 1959 | 40.2 | 1.7 | 6.4 | 6.9 | 0.6 | 7.1 | 3 | 6.5 | 1.7 | 3.9 | 8.1
1960 to 1969 | 49.2 | 2.1 | 7.6 | 7.4 | 0.6 | 9 | 3.9 | 7.9 | 2.3 | 5.9 | 9.5
1970 to 1979 | 55.2 | 1.9 | 8.4 | 9.6 | 0.7 | 9.5 | 5.2 | 10 | 2.5 | 5.9 | 9.6
1980 to 1989 | 53.9 | 1.7 | 10.1 | 9 | 0.5 | 9 | 3.3 | 9 | 2.2 | 5.5 | 9.2
1990 to 1999 | 55.4 | 1.9 | 9.4 | 8.5 | 0.6 | 9.4 | 4.3 | 11.1 | 2.2 | 5.3 | 9.7
2000 to 2003 | 52.8 | 1.5 | 8.9 | 8.7 | 0.5 | 9.4 | 3.9 | 8.8 | 2 | 5.7 | 9.5
2004 to 2007 | 51 | 1.5 | 8.4 | 7.6 | 0.4 | 8.9 | 2.8 | 11.7 | 2.5 | 4.1 | 9.3
2008 to 2012 | 53.7 | 1.5 | 8.6 | 8.8 | 0.4 | 9 | 4.4 | 10.9 | 2.2 | 4.9 | 9.6
Census region and division
Northeast | 49.2 | 2.4 | 5.7 | 9 | 0.4 | 8.9 | 3.2 | 8.9 | 1.9 | 5.6 | 9.4
New England | 41.1 | 2.8 | 4 | 6.7 | 0.4 | 7.3 | 3.2 | 9.5 | 1.7 | 4.2 | 8.8
Middle Atlantic | 52.2 | 2.3 | 6.3 | 9.8 | 0.4 | 9.5 | 3.1 | 8.6 | 1.9 | 6.1 | 9.6
Midwest | 45.8 | 2.9 | 5.7 | 7.8 | 0.5 | 8.5 | 3.7 | 7.7 | 1.9 | 4.6 | 9
East North Central | 47.4 | 2.9 | 5.7 | 8.2 | 0.5 | 8.9 | 3.5 | 8 | 1.9 | 4.7 | 9.4
West North Central | 42.5 | 3 | 5.6 | 7 | 0.5 | 7.9 | 4 | 7 | 1.9 | 4.5 | 8.1
South | 54.8 | 1.2 | 12.3 | 8.1 | 0.6 | 9.1 | 3.8 | 9.7 | 2.3 | 5 | 9.3
South Atlantic | 55.6 | 1.2 | 12 | 8.1 | 0.6 | 8.8 | 3.3 | 10.1 | 2.5 | 5.4 | 9.2
East South Central | 49.9 | 1.7 | 9 | 7.8 | 0.5 | 8.5 | 4.4 | 9.2 | 2.5 | 4.1 | 8.5
West South Central | 55.7 | 1.1 | 14.4 | 8.2 | 0.6 | 9.7 | 4.6 | 9.2 | 1.9 | 4.8 | 9.8
West | 46.1 | 1.3 | 5.7 | 7.8 | 0.5 | 7.8 | 4 | 9.7 | 2.3 | 5.6 | 8.4
Mountain | 47.5 | 1.7 | 7.1 | 8.3 | 0.5 | 8.1 | 3.5 | 8.3 | 2.9 | 5 | 8.5
Pacific | 45.5 | 1.2 | 5.3 | 7.6 | 0.5 | 7.7 | 4.3 | 10.3 | 2.2 | 5.8 | 8.4 | 1.4118 | 1.8193 | 0.35802 | 0.4 | 0.27586 | 0.45946 | 0.21978 | 0.19048 | 0.55769 | 0.2967
Climate region2
Very cold/Cold | 45.7 | 2.9 | 4.8 | 8.1 | 0.5 | 8.4 | 3.3 | 8.6 | 2 | 4.8 | 9 | 1.7059 | 0.57831 | 1 | 1 | 0.96552 | 0.89189 | 0.94505 | 0.95238 | 0.92308 | 0.98901
Mixed-humid | 51.7 | 1.8 | 8.7 | 8.2 | 0.5 | 9 | 3.9 | 9 | 2.4 | 5.4 | 9.1 | 1.0588 | 1.0482 | 1.0123 | 1 | 1.0345 | 1.0541 | 0.98901 | 1.1429 | 1.0385 | 1
Mixed-dry/Hot-dry | 44.3 | 0.5 | 7.3 | 6.8 | 0.4 | 7.4 | 4.7 | 9.4 | 2.1 | 5.6 | 8 | 0.29412 | 0.87952 | 0.83951 | 0.8 | 0.85057 | 1.2703 | 1.033 | 1 | 1.0769 | 0.87912
Hot-humid | 62.7 | 0.5 | 18.3 | 8.9 | 0.6 | 9.8 | 4 | 10.6 | 2.2 | 4.7 | 10 | 0.29412 | 2.2048 | 1.0988 | 1.2 | 1.1264 | 1.0811 | 1.1648 | 1.0476 | 0.90385 | 1.0989
Marine | 49.8 | 1.6 | 3.2 | 9.7 | 0.5 | 8.7 | 3 | 8.9 | 2.1 | 7.6 | 10.7 | 0.94118 | 0.38554 | 1.1975 | 1 | 1 | 0.81081 | 0.97802 | 1 | 1.4615 | 1.1758
Number of floors
One | 48.9 | 1.8 | 7.7 | 6.7 | 0.6 | 8.7 | 5.7 | 14 | 1.8 | 3.8 | 8
Two | 44.4 | 1.7 | 6.7 | 7.1 | 0.4 | 7.8 | 2.2 | 7.4 | 1.9 | 5.3 | 8
Three | 46.1 | 1.8 | 7.4 | 8.1 | 0.4 | 7.9 | 3.1 | 5.3 | 2.3 | 5.5 | 9.2
Four to nine | 58.7 | 1.7 | 11.8 | 11.7 | 0.5 | 9.6 | 2.8 | 4 | 2.9 | 7.2 | 12.2
Ten or more | 62.3 | 1.3 | 12.2 | 12.6 | 0.3 | 10.2 | 2 | 3.1 | 3.5 | 7.7 | 12.4
Elevators and escalators (more than one may apply)
Any elevators | 57.6 | 1.7 | 10.8 | 11 | 0.4 | 9.6 | 2.2 | 4.6 | 2.6 | 7.5 | 11.2
Number of elevators
One | 45 | 1.7 | 7.2 | 8.6 | 0.4 | 7.9 | 1.6 | 5 | 2.2 | 5.3 | 8.5
Two to five | 59.7 | 1.8 | 10.8 | 11 | 0.5 | 9.7 | 2.4 | 4.4 | 2.6 | 9.6 | 11.6
Six or more | 71.5 | 1.4 | 15.7 | 14.1 | 0.4 | 11.6 | 2.5 | 4.2 | 3.4 | 7.3 | 14.3
Any escalators | 62 | 1.6 | 12.5 | 11.8 | 0.4 | 11.6 | 2.2 | 4.8 | 3.3 | 4.6 | 12.9
Number of workers (main shift)
Fewer than 5 | 29.3 | 1.9 | 4.8 | 3.4 | 0.4 | 5.5 | 4.7 | 9 | 2 | 2.4 | 7.2
5 to 9 | 42.5 | 1.8 | 6.3 | 5.7 | 0.5 | 6.8 | 9.3 | 10.6 | 1.9 | 2.9 | 7.9
10 to 19 | 46.9 | 2 | 6.2 | 6.4 | 0.6 | 7.4 | 10 | 12.1 | 2.3 | 3.4 | 7.9
20 to 49 | 51.7 | 1.7 | 7.4 | 7.8 | 0.6 | 8.7 | 4.5 | 11.1 | 2.1 | 5.1 | 8.5
50 to 99 | 54.2 | 1.6 | 9.1 | 8.8 | 0.6 | 9.5 | 1.7 | 9.3 | 2 | 5.5 | 8.9
100 to 249 | 57.8 | 1.5 | 9.9 | 10 | 0.5 | 10.7 | 1.5 | 8.2 | 1.9 | 6.3 | 10.4
250 or more | 71.1 | 1.6 | 14.1 | 14.6 | 0.5 | 12.1 | 2.2 | 4.4 | 2.8 | 9.2 | 13
Weekly operating hours
Fewer than 40 | 18.2 | 1.6 | 4.1 | 1.4 | 0.4 | 3.1 | 1.3 | 3.4 | 1.4 | 3 | 5.1
40 to 48 | 33.5 | 1.4 | 6.2 | 4.8 | 0.3 | 6.3 | 1 | 3 | 1.8 | 5.5 | 6.3
49 to 60 | 39.8 | 1.8 | 6.7 | 6.9 | 0.3 | 7.3 | 1.2 | 3.7 | 1.7 | 6.2 | 7.4
61 to 84 | 53.8 | 1.7 | 8.6 | 9.5 | 0.7 | 9 | 2.7 | 11.9 | 1.6 | 4.3 | 8.3
85 to 167 | 72.9 | 2.2 | 10 | 10.2 | 0.5 | 11.4 | 11.2 | 25 | 1.5 | 3.1 | 10.6
Open continuously | 73.4 | 1.7 | 12.5 | 12.6 | 0.8 | 12.4 | 5 | 10.6 | 4.1 | 6.1 | 14.9
Ownership and occupancy
Nongovernment owned | 51.4 | 1.7 | 8 | 8.4 | 0.5 | 8.9 | 4.8 | 10.8 | 2.2 | 4.9 | 9.2
Owner occupied | 51.2 | 1.9 | 8.6 | 7.6 | 0.4 | 8.8 | 5.3 | 10 | 2.5 | 4.3 | 9.9
Leased to tenant(s) | 52.6 | 1.7 | 7.5 | 9.3 | 0.6 | 9 | 5 | 12.5 | 2 | 5.1 | 8.4
Owner occupied and leased | 51.2 | 1.3 | 7.5 | 8.9 | 0.4 | 9 | 2.8 | 8.6 | 1.8 | 6.2 | 9
Unoccupied | 8.6 | Q | 1.7 | 0.1 | Q | 1.9 | Q | Q | Q | Q | 6.2
Government owned | 45.2 | 1.7 | 9.6 | 7.3 | 0.6 | 8 | 1.5 | 3.9 | 1.9 | 6 | 8.8
Federal | 49.2 | 1.4 | 9.1 | 10.9 | 0.2 | 9.7 | 1.3 | 1.9 | 1.2 | 4.8 | 11.2
State | 49.8 | 2 | 8.6 | 10.2 | 0.4 | 9.3 | 2.1 | 4.6 | 2.4 | 6.4 | 10
Local | 42.6 | 1.7 | 10.1 | 5.5 | 0.7 | 7.2 | 1.4 | 3.8 | 1.8 | 6 | 7.9
Party responsible for operation and maintenance of energy systems
Building owner | 49 | 1.8 | 8.5 | 8.1 | 0.5 | 8.6 | 3.4 | 7.7 | 2.2 | 5.4 | 9.2
Business owner or tenant | 55.7 | 1.5 | 7.1 | 8.2 | 0.6 | 9.2 | 5.3 | 17.6 | 1.7 | 3.6 | 7.9
Property management | 50.5 | 1.3 | 9.1 | 9.9 | 0.3 | 7.5 | 4.4 | 7.2 | 2.8 | 6 | 8.5
Other | 55.3 | 1.8 | 10.2 | 6.5 | Q | 8.2 | 5.9 | 12.9 | 2.3 | 3 | 9.7
Provider of direct input on energy- related equipment purchases
Building owner | 48.8 | 1.7 | 8.4 | 8 | 0.5 | 8.6 | 3.4 | 7.9 | 2.2 | 5.3 | 9.2
Business owner or tenant | 59.4 | 1.7 | 7.8 | 8.7 | 0.7 | 9.6 | 6.5 | 17.9 | 1.8 | 4.1 | 8.5
Property management | 46 | 1.8 | 6.7 | 9.5 | 0.4 | 7.6 | 4.3 | 6.8 | 2.2 | 4 | 8
Other | 55.9 | 1.3 | 9.1 | 8.2 | 0.4 | 8.2 | 4.3 | 17.4 | 1.9 | 3 | 8.1
Number of establishments
One | 48.7 | 1.9 | 8.3 | 7.4 | 0.5 | 8.5 | 4.7 | 8.6 | 2.4 | 5 | 9.2
2 to 5 | 47.8 | 1.5 | 7.3 | 8.1 | 0.4 | 8.2 | 2.8 | 9.4 | 1.7 | 4.1 | 8.8
6 to 10 | 55.7 | 1.4 | 7.9 | 10.5 | 0.7 | 8.5 | 1.5 | 12.3 | 1.9 | 6.5 | 8
11 to 20 | 63.6 | 1.7 | 10 | 12.5 | 0.7 | 10.4 | 1.4 | 13.1 | 2 | 5.3 | 9.1
More than 20 | 68.6 | 1.3 | 12.6 | 12.4 | 0.7 | 12.6 | 1.3 | 7.4 | 1.9 | 10.2 | 10.1
Currently unoccupied | 7.5 | Q | 1.6 | 0.1 | Q | 1.6 | Q | Q | Q | Q | 5.5
Predominant exterior wall material
Brick, stone, or stucco | 51.4 | 1.8 | 8.6 | 8.6 | 0.6 | 8.4 | 3.9 | 8.2 | 2.4 | 5.5 | 9.2
Concrete (block or poured) | 53.9 | 1.5 | 9.1 | 8.2 | 0.6 | 9.2 | 3.3 | 12.9 | 2 | 4.2 | 9
Concrete panels | 48.7 | 1.2 | 7.1 | 8.3 | 0.3 | 9.2 | 2.7 | 6.5 | 2.2 | 6.2 | 9.8
Siding or shingles | 43.8 | 2.5 | 5.8 | 6.6 | 0.5 | 7.1 | 6.6 | 10.2 | 2.1 | 4.1 | 8.3
Metal panels | 33.5 | 1.8 | 6.9 | 4.5 | 0.3 | 8.5 | 2 | 5.3 | 1.1 | 3.3 | 7.7
Window glass | 79.8 | 2.5 | 14 | 16.5 | 0.2 | 12.8 | 2 | 5.7 | 2.5 | 15.9 | 13.2
Other | 54.7 | 2.3 | 9.1 | 7.7 | 0.5 | 7.6 | Q | 15.9 | 1.6 | 5 | 10.3
No one major type | 44.7 | 1.3 | 5.3 | 8.2 | 0.2 | 8 | Q | 7.2 | 1.7 | 4 | 9.4
Predominant roof material
Metal surfacing | 38.4 | 1.8 | 7.4 | 4.8 | 0.3 | 8 | 3.7 | 8.5 | 1.6 | 3.5 | 7.5
Synthetic or rubber | 56.2 | 2 | 8.5 | 9.7 | 0.5 | 9.6 | 3.5 | 9.7 | 2.2 | 5.8 | 10.1
Built-up | 54 | 1.5 | 9.5 | 9.5 | 0.6 | 9.4 | 3.5 | 8.7 | 2 | 5.8 | 9.2
Slate or tile shingles | 47.3 | 1.5 | 8 | 7.4 | 0.9 | 7 | 4.4 | 8.8 | 3 | 5.1 | 9.6
Wooden materials (including shingles) | 42.8 | 0.9 | 6.2 | 5.6 | 0.6 | 6.3 | 11.4 | 13.7 | 2.4 | 3.4 | 7.3
Asphalt, fiberglass, or other shingles | 45.7 | 1.9 | 7 | 6.9 | 0.6 | 7.4 | 4.4 | 8.9 | 2.5 | 4.2 | 8.5
Concrete | 64.5 | 1.1 | 13.4 | 11.2 | Q | 10.3 | 2.2 | 8.3 | 2.4 | 11 | 11.1
Other | 53.8 | 0.7 | 9 | 7.8 | Q | 7.7 | Q | 14.7 | 1.6 | 3.3 | 10.1
No one major type | 27.4 | 1.2 | 4.1 | 3.8 | Q | 5.4 | Q | Q | 1 | 2.7 | 6.7
Roof characteristics
Roof tilt
Flat | 56 | 1.7 | 9.5 | 9.7 | 0.5 | 9.8 | 3.8 | 8.8 | 2.2 | 5.9 | 9.9
Shallow pitch | 44.2 | 1.7 | 6.8 | 6.3 | 0.5 | 7.8 | 3.9 | 11.2 | 1.9 | 4.3 | 7.9
Steeper pitch | 37.8 | 1.9 | 6.3 | 5.5 | 0.5 | 5.8 | 3.3 | 6.7 | 2.5 | 3.7 | 7.9
Cool roof | 57.2 | 1.5 | 9.5 | 9.5 | 0.6 | 9.7 | 3.1 | 10.3 | 2.1 | 6 | 9.8
Renovations in buildings constructed before 2008 (more than one may apply)
Any type of renovation | 52.8 | 1.8 | 8.6 | 8.9 | 0.5 | 8.9 | 3.5 | 8.4 | 2.2 | 5.7 | 9.6
Addition or annex | 53.8 | 1.8 | 10.2 | 8.7 | 0.6 | 9.1 | 2.5 | 6.9 | 2.5 | 4.6 | 10.5
Reduction in floorspace | 70 | 1.3 | 13.5 | 13.2 | 0.4 | 13 | 3.2 | 11 | 2.2 | 5.6 | 12.1
Roof replacement | 54.1 | 1.8 | 8.9 | 9.5 | 0.6 | 9.2 | 3.3 | 7.5 | 2.1 | 5.9 | 10
Exterior wall replacement | 56.8 | 2.1 | 9.7 | 9.1 | 0.7 | 8.7 | 3 | 8.9 | 2 | 6.8 | 9.9
Interior wall reconfiguration | 57.2 | 1.8 | 9.4 | 10.4 | 0.5 | 9.5 | 2.9 | 7.3 | 2.3 | 7.5 | 10.1
Window replacement | 49 | 1.7 | 8.2 | 8.3 | 0.5 | 8 | 3.5 | 5.7 | 2.5 | 6.3 | 9.1
HVAC equipment upgrade | 55.4 | 1.8 | 9.3 | 9.5 | 0.5 | 9.2 | 3 | 8 | 2.2 | 6.1 | 10
Lighting upgrade | 55 | 1.7 | 9 | 9.3 | 0.5 | 9 | 3.6 | 8.7 | 2.2 | 5.9 | 9.7
Electrical upgrade | 56.1 | 1.8 | 9.5 | 9.4 | 0.6 | 9 | 3.6 | 8.2 | 2.3 | 6.5 | 10.4
Plumbing system upgrade | 54.9 | 1.7 | 8.8 | 9.5 | 0.6 | 8.5 | 4 | 7.6 | 2.6 | 6.5 | 10.1
Insulation upgrade | 56.8 | 1.9 | 9.5 | 8.8 | 0.6 | 8.4 | 3.6 | 9.8 | 2.6 | 7.1 | 10.1
Fire, safety, or security upgrade | 56.1 | 1.8 | 9.9 | 9.7 | 0.5 | 8.8 | 3.5 | 7.4 | 2.3 | 6.8 | 10
Structural upgrade | 60 | 1.6 | 11.6 | 9 | 0.4 | 8.9 | 3 | 8.2 | 2.9 | 7.7 | 11.7
Other | 52.2 | 1.3 | 10.7 | 10.5 | 0.3 | 9.2 | Q | 4.5 | 2.1 | 7.7 | 9.1
No renovations | 46.2 | 1.7 | 7.9 | 7.1 | 0.5 | 8.4 | 3.8 | 9.7 | 2.1 | 4.5 | 8.4
Buildings constructed 2008 or later | 53.7 | 1.5 | 8.6 | 8.8 | 0.4 | 9 | 4.4 | 10.9 | 2.2 | 4.9 | 9.6
Energy sources (more than one may apply)
Electricity | 50 | 1.7 | 8.3 | 8.1 | 0.5 | 8.7 | 3.7 | 9.1 | 2.1 | 5.2 | 9.1
Natural gas | 52.5 | 1.6 | 8.3 | 8.5 | 0.6 | 8.8 | 3.7 | 9.8 | 2.2 | 5 | 9.3
Fuel oil | 64.5 | 1.9 | 12.3 | 11.3 | 0.5 | 11.1 | 2.5 | 6.1 | 2.6 | 8 | 12.8
District heat | 59.1 | 1.6 | 7.3 | 14.1 | 0.6 | 11.5 | 2.8 | 4 | 3.3 | 6.9 | 14.1
District chilled water | 63.3 | 1.8 | 7.7 | 14.7 | 0.9 | 12.8 | 3.6 | 4.2 | 3.5 | 8.8 | 15.4
Propane | 49 | 2.7 | 7.1 | 6.3 | 0.4 | 8.3 | 4.2 | 11.1 | 2.4 | 3.1 | 9.7
Other | 44.7 | 1.4 | 7.5 | 8.2 | 0.3 | 7.9 | 2 | 7.1 | 1.4 | 4.2 | 8.1
Space-heating energy sources
Electricity | 53.9 | 1.7 | 8.8 | 8.3 | 0.6 | 8.9 | 3.5 | 9.8 | 2.2 | 5.2 | 9
Electricity main | 57.2 | 2 | 10.2 | 8.2 | 0.6 | 9.1 | 4 | 10.3 | 2.5 | 6 | 9.3
Electricity secondary | 50 | 1.4 | 7.2 | 8.4 | 0.5 | 8.6 | 3 | 9.4 | 1.9 | 4.4 | 8.6
Other excluding electricity | 46.6 | N | 6.9 | 8.1 | 0.4 | 8.5 | 4.1 | 7.8 | 2.1 | 5.2 | 9.4
Buildings without heating | 32 | N | 15.1 | 4.6 | 0.3 | 7.3 | 4.2 | 10.6 | 1.5 | 3.1 | 7.7
Primary space-heating energy source
Electricity | 57.2 | 2 | 10.2 | 8.2 | 0.6 | 9.1 | 4 | 10.3 | 2.5 | 6 | 9.3
Natural gas | 48.5 | 1.2 | 7.3 | 7.9 | 0.5 | 8.4 | 3.6 | 9.3 | 1.9 | 4.8 | 8.7
Fuel oil | 31.8 | 2.6 | 4.7 | 4.7 | 0.3 | 6.8 | 1.5 | 4.2 | 1.7 | 3.7 | 7.6
District heat | 59.5 | 1.6 | 7.3 | 14.2 | 0.6 | 11.7 | 2.9 | 4.1 | 3.2 | 7 | 14.3
Propane | 31.3 | 3.4 | 3 | 3.2 | 0.2 | 4.7 | 9.6 | 10.3 | 1.3 | 1.6 | 5.8
Other | 27.2 | Q | 1.7 | 3.6 | 0.2 | 6.5 | Q | 4.2 | 1.7 | 2.4 | 6.9
Cooling energy sources
Electricity | 52 | 1.7 | 8.3 | 8.1 | 0.5 | 8.7 | 3.7 | 9.3 | 2.1 | 5.1 | 9
Other excluding electricity | 59.1 | 1.6 | N | 14.1 | 0.7 | 12.6 | 5.1 | 4.5 | 3.9 | 9 | 14.7
Buildings without cooling | 16.8 | 1.3 | N | 1 | 0.3 | 5.2 | 3.2 | 8.4 | 1 | 1.8 | 6.5
Water-heating energy sources
Electricity | 51.8 | 1.8 | 8.4 | 8 | 0.5 | 8.9 | 2.9 | 9.9 | 1.8 | 5.4 | 8.5
Other excluding electricity | 52.7 | 1.8 | 8.5 | 8.9 | N | 8.8 | 4.7 | 8.6 | 2.7 | 5 | 10
Buildings without water heating | 19.4 | 0.7 | 5.3 | 2.7 | N | 5.7 | Q | 2.5 | 1.2 | 3.1 | 7
Cooking energy sources
Electricity | 61.5 | 1.9 | 10.2 | 9.2 | 0.7 | 8.7 | 3.7 | 12.4 | 2.2 | 4.9 | 9.1
Other excluding electricity | 62.9 | 1.6 | 10.7 | 10 | 0.9 | 9 | N | 16.1 | 2.9 | 3.8 | 10.1
Buildings without cooking | 40 | 1.6 | 6.4 | 6.9 | 0.3 | 8.5 | N | 4 | 1.9 | 5.7 | 8.8
Energy end uses (more than one may apply)
Buildings with space heating | 51 | 1.7 | 8.1 | 8.2 | 0.5 | 8.7 | 3.7 | 9.1 | 2.2 | 5.2 | 9.1
Buildings with cooling | 52.3 | 1.7 | 8.3 | 8.4 | 0.5 | 8.9 | 3.7 | 9.1 | 2.2 | 5.3 | 9.2
Buildings with water heating | 52.2 | 1.8 | 8.4 | 8.4 | 0.5 | 8.8 | 3.7 | 9.3 | 2.2 | 5.2 | 9.2
Buildings with cooking | 62 | 1.8 | 10.4 | 9.5 | 0.7 | 8.8 | 3.7 | 13.7 | 2.5 | 4.6 | 9.4
Buildings with manufacturing | 44.9 | 1.3 | 7.1 | 5.7 | 0.3 | 9.7 | 3.8 | 7.1 | 1 | 3.2 | 11.2
Buildings with electricity generation | 65.2 | 1.7 | 11.5 | 11.2 | 0.6 | 10.7 | 2.6 | 8.5 | 2.5 | 7.6 | 11.9
Percent of floorspace heated
Not heated | 32 | N | 15.1 | 4.6 | 0.3 | 7.3 | 4.2 | 10.6 | 1.5 | 3.1 | 7.7
1 to 50 | 33 | 0.5 | 4.2 | 3.7 | 0.2 | 6.3 | 3.5 | 7.8 | 1.2 | 4.3 | 7.3
51 to 99 | 54.5 | 1.3 | 9 | 8.8 | 0.6 | 9 | 3.2 | 11.7 | 2 | 4.2 | 9
100 | 53.4 | 2.1 | 8.6 | 8.9 | 0.6 | 9.1 | 3.8 | 8.5 | 2.4 | 5.7 | 9.5
Percent of floorspace cooled
Not cooled | 16.8 | 1.3 | N | 1 | 0.3 | 5.2 | 3.2 | 8.4 | 1 | 1.8 | 6.5
1 to 50 | 27.6 | 1.1 | 2.2 | 3.5 | 0.2 | 6.5 | 2 | 5.1 | 1 | 2.2 | 7
51 to 99 | 57.2 | 1.7 | 8.7 | 9.4 | 0.6 | 9.1 | 3.2 | 10.9 | 2.2 | 6.2 | 9.5
100 | 61.7 | 2.1 | 11.3 | 10.2 | 0.6 | 9.9 | 4.5 | 9.9 | 2.8 | 6.2 | 10.2
Percent lit when open
Zero | 10.7 | Q | Q | Q | Q | Q | Q | Q | Q | Q | 8
1 to 50 | 30.7 | 1.3 | 5 | 5.3 | 0.4 | 4 | 2.6 | 5 | 2 | 2.5 | 8.5
51 to 99 | 51.5 | 1.7 | 8.2 | 8.6 | 0.6 | 8.2 | 3.4 | 9.6 | 2.1 | 5.2 | 8.9
100 | 57.2 | 1.9 | 9.6 | 8.8 | 0.5 | 10.8 | 4.2 | 9.9 | 2.2 | 6 | 9.6
Building never open/electricity not used | 7.8 | 1.3 | 2.1 | 0.1 | Q | Q | Q | Q | Q | Q | 4.7
Percent lit during off hours
Zero | 32 | 1.7 | 5.6 | 5 | 0.3 | 5.4 | 2.3 | 5.3 | 1.5 | 4.6 | 6.7
1 to 50 | 52.7 | 1.7 | 8.8 | 8.6 | 0.6 | 9.1 | 3.5 | 9.2 | 2.1 | 5.1 | 9.1
51 to 100 | 81.2 | 1.8 | 12 | 12.9 | 0.7 | 14.2 | 7 | 16.1 | 3.5 | 7.1 | 14.5
Building always open with no "off hours" | 87 | 1.4 | 13.8 | 13.7 | 0.5 | 15.1 | 5.6 | 20 | 4.8 | 5.8 | 15.5
Electricity not used | N | N | N | N | N | N | N | N | N | N | N
Heating equipment (more than one may apply)
Heat pumps | 51.7 | 1.3 | 9.6 | 7.3 | 0.6 | 8.2 | 2.2 | 8.1 | 2.9 | 5.3 | 8.8
Furnaces | 41.9 | 2.2 | 5.6 | 6.1 | 0.4 | 6.7 | 4.4 | 8.9 | 2.1 | 3.9 | 7.3
Individual space heaters | 44.6 | 1.8 | 6.5 | 7.2 | 0.5 | 8.1 | 2.7 | 7.1 | 2.1 | 4.3 | 8.6
District heat | 59.1 | 1.6 | 7.3 | 14 | 0.6 | 11.6 | 2.8 | 4 | 3.3 | 6.9 | 14.1
Boilers | 53.2 | 1.3 | 9.8 | 9.4 | 0.5 | 8.8 | 2.1 | 5.8 | 2.4 | 6.2 | 10.2
Packaged heating units | 53.5 | 1.8 | 8.4 | 8.5 | 0.5 | 8.8 | 4.4 | 11.2 | 1.9 | 4.7 | 8.8
Other | 83.3 | 3.1 | 6 | 11.3 | 0.7 | 9.8 | 4 | 39.8 | 1.2 | 2.1 | 8.4
Cooling equipment (more than one may apply)
Residential-type central air conditioners | 43.1 | 1.7 | 6.3 | 5.1 | 0.5 | 7.3 | 3.2 | 11.1 | 2 | 3.4 | 7.5
Heat pumps | 51.4 | 1.3 | 9 | 7.4 | 0.6 | 8.3 | 2 | 8.5 | 2.7 | 5.4 | 8.6
Individual air conditioners | 44 | 1.7 | 7.1 | 6.5 | 0.6 | 7.2 | 2.7 | 6.2 | 2.8 | 4 | 8.6
District chilled water | 63.3 | 1.8 | 7.7 | 14.7 | 0.9 | 12.8 | 3.6 | 4.2 | 3.5 | 8.8 | 15.4
Central chillers | 65.7 | 1.5 | 12.8 | 12.3 | 0.4 | 10.6 | 2.2 | 4.9 | 2.5 | 8.7 | 12.4
Packaged air conditioning units | 54.9 | 1.7 | 8.7 | 9.2 | 0.5 | 9 | 4.3 | 11 | 1.9 | 4.6 | 8.9
Swamp coolers | 51.1 | 1.9 | 6.9 | 7.4 | 0.6 | 8.4 | 7.5 | 13.3 | 1.7 | 3 | 7.9
Other | 97.8 | Q | 11.9 | 15.2 | Q | 15.4 | Q | 4.5 | 1.3 | Q | 14.2
Main equipment replaced since 1990 (more than one may apply)
Heating | 48 | 1.8 | 7.5 | 7.3 | 0.6 | 7.8 | 3.7 | 9.1 | 2.2 | 5.2 | 8.2
Cooling | 49.5 | 1.8 | 8 | 7.7 | 0.6 | 7.9 | 3.5 | 8.5 | 2.3 | 5.4 | 8.5
Water-heating equipment
Centralized system | 52.3 | 2 | 8.4 | 8.3 | 0.6 | 8.8 | 4.8 | 9 | 2.4 | 5.1 | 9.6
Distributed system | 42.5 | 1.5 | 6.8 | 6.6 | 0.3 | 8.3 | 2.8 | 7.1 | 1.5 | 4.5 | 7.8
Combination of centralized and distributed system | 58.7 | 1.5 | 9.7 | 9.8 | 0.6 | 9.4 | 2.2 | 11.3 | 2 | 6 | 9.1
Lighting equipment types (more than one may apply)
Incandescent | 54.3 | 1.7 | 9.5 | 8.9 | 0.6 | 8.9 | 3.1 | 9.6 | 2.3 | 5 | 9.4
Standard fluorescent | 51 | 1.7 | 8.4 | 8.3 | 0.5 | 8.7 | 3.6 | 9.1 | 2.1 | 5.2 | 9.2
Compact fluorescent | 56.4 | 1.8 | 9.7 | 9.5 | 0.6 | 9.2 | 3.6 | 9 | 2.4 | 5.8 | 9.7
High-intensity discharge (HID) | 55.7 | 1.5 | 10.2 | 9.3 | 0.5 | 9.8 | 2.2 | 8.7 | 2.1 | 4.9 | 10.1
Halogen | 58.2 | 1.7 | 9.8 | 9.7 | 0.6 | 9.5 | 3.1 | 10.3 | 2.3 | 5 | 10
LED | 64.1 | 1.7 | 11 | 11.2 | 0.6 | 10 | 2.9 | 11.9 | 2.4 | 5.3 | 10.9
Other | 72.9 | Q | 12.9 | 12.1 | Q | 9.8 | 3.6 | 13.9 | 3 | 5.4 | 11.8
Refrigeration equipment (more than one may apply)
Any refrigeration | 53.3 | 1.7 | 8.6 | 8.5 | 0.5 | 8.8 | 3.7 | 9.1 | 2.2 | 5.1 | 9.2
Walk-in units | 72.9 | 1.8 | 11.6 | 10.9 | 0.8 | 10 | 4.8 | 19.3 | 2.6 | 4.7 | 10.3
Cases or cabinets | 69.2 | 1.8 | 10.4 | 10.7 | 0.8 | 9.8 | 4.3 | 18.2 | 2.4 | 4.5 | 10
Large cold storage areas | 80.1 | 1.1 | 9.6 | 8.8 | 0.6 | 10 | 4.1 | 34.7 | 1.7 | 3.1 | 9.8
Commercial ice makers | 68.1 | 1.8 | 11.5 | 10.9 | 0.7 | 10 | 4.4 | 14 | 2.8 | 5.3 | 10.6
Residential-type or compact units | 49.8 | 1.7 | 8.3 | 8.3 | 0.5 | 8.6 | 2.8 | 6.6 | 2.1 | 5.4 | 9.1
Vending machines | 57.6 | 1.7 | 9.7 | 9.8 | 0.6 | 10 | 2.4 | 8.6 | 2.3 | 5.6 | 10.2
No refrigeration | 28.3 | 1.6 | 5.8 | 4.9 | 0.3 | 7.6 | Q | N | 1.7 | 5.2 | 7.9
Office equipment (more than one may apply)
Desktop computers | 52.1 | 1.7 | 8.4 | 8.4 | 0.5 | 8.9 | 3.6 | 8.9 | 2.1 | 5.2 | 9.2
With flat screen monitors | 52.2 | 1.7 | 8.5 | 8.5 | 0.5 | 8.9 | 3.6 | 8.9 | 2.1 | 5.2 | 9.2
With multiple monitors | 57.7 | 1.6 | 9.8 | 10.4 | 0.5 | 9.6 | 2.4 | 7.3 | 2.2 | 7.5 | 10
Laptop computers | 52 | 1.7 | 8.9 | 8.8 | 0.5 | 9 | 2.3 | 7.3 | 2.1 | 5.7 | 9.4
Dedicated servers | 55.5 | 1.7 | 9.1 | 9.3 | 0.5 | 9.3 | 2.7 | 8.5 | 2.2 | 6.4 | 9.5
Laser printers | 53.8 | 1.7 | 8.7 | 9 | 0.5 | 9.1 | 2.9 | 8.6 | 2.3 | 5.8 | 9.4
Inkjet printers | 49.3 | 1.8 | 8.3 | 7.6 | 0.5 | 8.4 | 4.2 | 8.5 | 1.8 | 4.5 | 8.8
FAX machines | 52.7 | 1.7 | 8.5 | 8.7 | 0.5 | 9.2 | 3.1 | 8.9 | 2.1 | 5.2 | 9.2
Photocopiers | 52.3 | 1.7 | 8.8 | 8.9 | 0.5 | 9.1 | 2.1 | 7 | 2.2 | 5.8 | 9.5
Number of desktop computers
None | 28.6 | 2.2 | 6.3 | 3.7 | 0.6 | 5.5 | 7.2 | 12.3 | 2.6 | Q | 7.5
1 to 4 | 44.7 | 1.8 | 5.8 | 5.4 | 0.5 | 6.8 | 11.9 | 14.3 | 1.9 | 1.4 | 8.2
5 to 9 | 48.4 | 1.7 | 6.5 | 6.6 | 0.5 | 8.2 | 5.2 | 13 | 2.1 | 2.8 | 8.5
10 to 19 | 46.9 | 1.8 | 6.4 | 7.5 | 0.5 | 8.4 | 2.9 | 9.5 | 1.8 | 4.4 | 8.3
20 to 49 | 54.7 | 1.7 | 8.9 | 9 | 0.6 | 10 | 2.2 | 10.1 | 2.2 | 4.2 | 9.6
50 to 99 | 49.2 | 1.9 | 8.7 | 8.8 | 0.5 | 9.3 | 1.6 | 5.9 | 1.9 | 5 | 8.7
100 to 249 | 56 | 1.5 | 8.8 | 10.1 | 0.6 | 10.4 | 1.4 | 5.1 | 2.5 | 8.4 | 10.3
250 or more | 65.5 | 1.4 | 14.3 | 12.6 | 0.3 | 10.1 | 1.7 | 3.1 | 2.4 | 11.5 | 10.9
Number of laptop computers
None | 43.9 | 1.9 | 6.2 | 5.9 | 0.5 | 7.6 | 10.6 | 15.9 | 2.2 | 2.8 | 8.1
1 to 4 | 44 | 1.9 | 6.8 | 6 | 0.5 | 7.8 | 4.4 | 9.8 | 1.9 | 2.8 | 8.3
5 to 9 | 51.6 | 1.4 | 8.2 | 8.9 | 0.6 | 9.7 | 2.4 | 9.5 | 1.9 | 3.9 | 9.1
10 to 19 | 53.4 | 1.9 | 9.5 | 9.4 | 0.6 | 9 | 2 | 8.1 | 2 | 4.6 | 9.3
20 to 49 | 54.5 | 1.5 | 8.3 | 9.9 | 0.6 | 9.4 | 1.8 | 6.1 | 2.6 | 7.6 | 9.9
50 to 99 | 55.7 | 1.6 | 11.1 | 10.1 | 0.4 | 9.8 | 1.6 | 4.3 | 2 | 7.1 | 10.5
100 to 249 | 59 | 1.4 | 11.2 | 11.1 | 0.4 | 9.6 | 1.4 | 3.4 | 2.3 | 11.7 | 10.2
250 or more | 67.1 | 1.7 | 14.3 | 13.1 | 0.4 | 10.3 | 1.5 | 3.3 | 2.7 | 10.8 | 11.3
Number of dedicated servers
None | 40.5 | 1.9 | 6.8 | 5.9 | 0.6 | 7.5 | 6.4 | 10.3 | 2.1 | 2.5 | 8.3
1 to 4 | 49.7 | 1.7 | 7.4 | 7.8 | 0.5 | 8.7 | 3.4 | 9.8 | 2 | 4 | 8.7
5 to 9 | 55 | 1.6 | 8.9 | 9.5 | 0.7 | 9.4 | 1.8 | 9.2 | 2 | 5.6 | 9
10 to 19 | 65.3 | 1.6 | 12.3 | 13 | 0.4 | 11 | 1.9 | 6.3 | 2.8 | 8.9 | 11.3
20 to 49 | 63.7 | 1.7 | 13.8 | 11.9 | 0.3 | 10.5 | 1.8 | 3.6 | 2.4 | 9.6 | 10.8
50 or more | 88 | 1.6 | 17.1 | 14.5 | 0.4 | 11.9 | 2 | 4.1 | 2.7 | 23.3 | 14
Number of photocopiers
None | 44.6 | 1.9 | 7 | 6.1 | 0.6 | 7.6 | 10.6 | 15.3 | 1.9 | 3.1 | 8.1
One | 42.9 | 1.7 | 6.3 | 6 | 0.5 | 7.4 | 3.3 | 9.3 | 1.8 | 2.9 | 8.3
2 to 4 | 49.1 | 1.8 | 7.9 | 8.2 | 0.5 | 8.8 | 1.6 | 7.3 | 2.2 | 5.2 | 8.5
5 to 9 | 55.5 | 1.5 | 9.1 | 9.5 | 0.6 | 10.3 | 1.4 | 6.8 | 1.9 | 7.5 | 9.3
10 or more | 67.3 | 1.5 | 13.9 | 13.4 | 0.4 | 11 | 2 | 3.9 | 3 | 9.5 | 12.5
Number of TVs or video displays
None | 34.5 | 1.6 | 5.1 | 4.9 | 0.3 | 6.9 | 6.6 | 9.3 | 0.8 | 4.2 | 7.5
One | 41.2 | 1.5 | 5.2 | 6 | 0.3 | 7.5 | 5.7 | 9.6 | 1.3 | 3.4 | 7.7
2 to 4 | 48.9 | 1.7 | 7.8 | 7.6 | 0.5 | 8.9 | 4.6 | 9.2 | 1.6 | 4.2 | 8.9
5 to 9 | 62.9 | 2.5 | 10.1 | 9.9 | 0.6 | 9.6 | 5.4 | 11.8 | 2 | 7.3 | 9.6
10 to 19 | 61.3 | 1.7 | 10.7 | 11.1 | 0.7 | 10.3 | 2.8 | 9.8 | 2 | 6.7 | 9.7
20 to 49 | 59.1 | 1.6 | 10.3 | 10.6 | 0.8 | 10 | 1.3 | 9.5 | 2.6 | 5.8 | 8.9
50 to 99 | 60.3 | 2 | 9.8 | 9.9 | 0.9 | 9.9 | 1.7 | 6.7 | 4.3 | 8.7 | 10.4
100 or more | 67.3 | 1.4 | 14.3 | 11.5 | 0.6 | 9.6 | 3.3 | 5.5 | 6.1 | 4.9 | 13.8
Food preparation or serving areas in non-food service buildings (more than one may apply)
Snack bar or concession stand | 65.9 | 1.7 | 12.8 | 10 | 0.6 | 9.4 | 2.1 | 13.3 | 2.6 | 5.2 | 10.4
Fast food or small restaurant | 78.2 | 1.3 | 12.6 | 12.4 | 0.8 | 11.6 | 2.3 | 20.6 | 3 | 4.4 | 11.3
Cafeteria or large restaurant | 58.5 | 1.6 | 12.4 | 10.2 | 0.6 | 9.1 | 1.8 | 6.9 | 2.7 | 5.7 | 9.9
Commercial kitchen/ food preparation area | 61.7 | 1.7 | 11.5 | 9.7 | 0.7 | 8.8 | 2.3 | 12.4 | 2.9 | 4 | 10.2
Small kitchen area | 49.3 | 1.6 | 9.5 | 7.5 | 0.5 | 7.3 | 1.8 | 7.7 | 2.4 | 4 | 9.1
Separate computer areas (more than one may apply)
Data center or server farm | 73.3 | 1.9 | 16.2 | 12.7 | 0.3 | 11.2 | 1.9 | 4.3 | 2.8 | 13.6 | 12.4
Computer-based training room | 57.7 | 1.5 | 11.3 | 10 | 0.5 | 9.8 | 1.6 | 7.1 | 2.2 | 6.9 | 9.5
Student or public computer center | 48.3 | 1.7 | 9.8 | 7.9 | 0.7 | 7.7 | 1.6 | 5.7 | 2.5 | 5.5 | 8.3
HVAC conservation features (more than one may apply)
Economizer cycle | 59.8 | 1.8 | 9.6 | 11.1 | 0.5 | 10.2 | 2.7 | 8.3 | 2.2 | 6.5 | 10.7
Regular HVAC maintenance | 54.6 | 1.7 | 8.9 | 9 | 0.5 | 9.3 | 3.6 | 9.2 | 2.2 | 5.6 | 9.6
Building automation system (BAS)3 | 61.7 | 1.7 | 10.9 | 10.9 | 0.5 | 10.3 | 2.4 | 8.9 | 2.2 | 6.9 | 10.8
Window and interior lighting features (more than one may apply)
Multipaned windows | 53.1 | 1.9 | 8.4 | 8.7 | 0.6 | 8.9 | 3.8 | 9.5 | 2.3 | 5.4 | 9.3
Tinted window glass | 55.2 | 1.6 | 9.5 | 9.2 | 0.6 | 9.4 | 3.2 | 9.1 | 2.2 | 5.6 | 9.6
Reflective window glass | 64.7 | 1.8 | 11.3 | 11.1 | 0.5 | 10.3 | 2.5 | 10.5 | 2.6 | 7.6 | 10.5
External overhangs or awnings | 58.5 | 1.7 | 9.3 | 9.3 | 0.7 | 9.3 | 4.6 | 13 | 2.3 | 5.1 | 9.3
Skylights or atriums | 51.2 | 1.4 | 9.1 | 9.4 | 0.5 | 9 | 2.2 | 7 | 2.1 | 4.9 | 9.7
Light scheduling | 61 | 1.7 | 10 | 10.6 | 0.6 | 9.4 | 2.9 | 11.6 | 2.3 | 6.2 | 10
Occupancy sensors | 57.9 | 1.6 | 9.8 | 10.2 | 0.5 | 9.2 | 2.4 | 9.3 | 2.2 | 6.4 | 10.4
Multi-level lighting or dimming | 63.9 | 1.9 | 10.7 | 11.1 | 0.6 | 9.1 | 3.1 | 13.1 | 2.7 | 5 | 10.6
Daylight harvesting | 60.7 | 1.6 | 10.4 | 11.3 | 0.6 | 9.9 | 2.6 | 10.8 | 2 | 4.8 | 10.7
Demand responsive lighting | 57.4 | 1.4 | 8.8 | 9.6 | 0.8 | 9.4 | 1.8 | 14.8 | 2.1 | 3.5 | 8.7
Building automation system (BAS) for lighting3 | 67.6 | 1.6 | 11.1 | 12 | 0.7 | 10.8 | 2.3 | 14.1 | 1.7 | 5.9 | 10.4
Equipment usage reduced when building not in full use (more than one may apply)
Heating | 48.2 | 1.8 | 8 | 8 | 0.5 | 8.1 | 2.9 | 8.5 | 1.9 | 4.9 | 8.4
Cooling | 49.2 | 1.7 | 8.3 | 8.1 | 0.5 | 8.2 | 3 | 8.4 | 1.9 | 4.9 | 8.4
Lighting | 49.4 | 1.7 | 8.2 | 8.1 | 0.5 | 8.5 | 3.5 | 8.6 | 2.1 | 5 | 8.9
Annual consumption (kilowatthours)
10,000 or less | 4.5 | 0.7 | 1.1 | 0.4 | 0.1 | 1.2 | 0.4 | 0.4 | 0.4 | 0.7 | 1.9
10,001 to 50,000 | 16.2 | 1.1 | 2.4 | 2 | 0.2 | 3.4 | 1.1 | 1.6 | 1.1 | 2.1 | 4.3
50,001 to 100,000 | 28 | 1.7 | 4 | 3.7 | 0.3 | 5.4 | 3.1 | 4.2 | 1.6 | 3.3 | 6.4
100,001 to 500,000 | 45.3 | 1.8 | 6 | 6.3 | 0.5 | 7.4 | 6.7 | 11.5 | 2.2 | 3.9 | 7.7
500,001 to 1,000,000 | 55.9 | 1.9 | 8.6 | 8.8 | 0.8 | 8.7 | 6.3 | 9.5 | 2.8 | 5.6 | 9.3
1,000,001 to 5,000,000 | 62.3 | 1.7 | 9.7 | 10.8 | 0.5 | 10.8 | 2.7 | 12.2 | 2.1 | 5.2 | 10.4
Over 5,000,000 | 88.5 | 2 | 18.7 | 15.5 | 0.7 | 15.2 | 2.5 | 8.3 | 2.9 | 10.7 | 16.7
1The electricity intensity calculation (electricity consumption for the end use divided by the floorspace in buildings that use electricity for the particular end use) differs from the calculation used in the 2003 CBECS tables, in which the intensities were not conditional on the presence of the end use; the 2003 CBECS denominator was total floorspace in all buildings that used electricity. In this table, the intensities for each end use do not sum to the total electricity intensity, whereas they did in the 2003 CBECS table. 2These climate regions were created by the Building America program, sponsored by the U.S. Department of Energy’s Office of Energy Efficiency and Renewable Energy (EERE). 3In earlier CBECS publications, BAS was referred to as Energy Management and Control System (EMCS). Q = Data withheld either because the Relative Standard Error (RSE) was greater than 50 percent or fewer than 20 buildings were sampled. N = No cases in reporting sample. (*) = Value rounds to zero in the units displayed. Notes: ● Because of rounding, data may not sum to totals. ● See the Guide to the 2012 CBECS Detailed Tables or CBECS Terminology for definitions of terms used in these tables and/or comparison of differences with prior CBECS tables. Both references can be accessed from http://www.eia.gov/consumption/commercial/data/2012/ ● Site electricity is the amount of electricity delivered to commercial builidngs. Primary electricity, which is not included in the Total of major fuelscategory, is site electricity plus the conversion losses in the generation, transmission, and distribution processes. ● Statistics for the Energy end uses category represent total consumption in buildings that have the end use, not consumption specifically for that particular end use. ● HVAC = Heating, ventilation, and air conditioning. Source: U.S. Energy Information Administration, Office of Energy Consumption and Efficiency Statistics, Forms EIA-871A and E of the 2012 Commercial Buildings Energy Consumption Survey.

## CBECS E7 - gas EUI (hidden)
Release date: May 2016
Table E7. Natural gas consumption and conditional energy intensities (Btu) by end use, 2012
| Natural gas energy intensity1 (thousand Btu/square foot in buildings using natural gas for the end use) |  |  |  |  | Total natural gas consumption (trillion Btu)
| Total | Space heating | Water heating | Cooking | Other | Total | Space heating | Water heating | Cooking | Other
All buildings | 38.3 | 27.1 | 10.7 | 15.9 | 10 | 2248 | 1339 | 424 | 394 | 91
Building floorspace (square feet)
1,001 to 5,000 | 68 | 36.9 | 25.5 | 94.7 | Q | 256 | 122 | 53 | 78 | Q
5,001 to 10,000 | 51.4 | 31.8 | 14 | 52.6 | 16.9 | 248 | 138 | 39 | 66 | 4
10,001 to 25,000 | 34.5 | 25.3 | 9.1 | 22 | 5.6 | 304 | 203 | 52 | 47 | 3
25,001 to 50,000 | 34.8 | 26.5 | 9.7 | 12.5 | 9.5 | 284 | 192 | 55 | 28 | 9
50,001 to 100,000 | 34 | 25.3 | 9.5 | 7 | 12 | 338 | 215 | 71 | 32 | 19
100,001 to 200,000 | 30.8 | 21.8 | 9 | 8.3 | 10.5 | 290 | 164 | 62 | 39 | 26
200,001 to 500,000 | 37.3 | 27.7 | 9.1 | 9.2 | 7.1 | 310 | 194 | 54 | 48 | 14
Over 500,000 | 39.6 | 31 | 12.5 | Q | 11.2 | 219 | 112 | 37 | Q | 13
Principal building activity
Education | 30.6 | 26.7 | 7 | 1.8 | 5.6 | 291 | 212 | 54 | 10 | 14
Food sales | 62.8 | 43.3 | 4.4 | 32.8 | Q | 53 | 29 | 3 | 19 | Q
Food service | 163.2 | 34 | 39.2 | 120.5 | Q | 227 | 35 | 40 | 152 | Q
Health care | 80.5 | 60.9 | 23.7 | 16.3 | 18.7 | 265 | 159 | 61 | 32 | 12
Health care Inpatient | 103.6 | 74.2 | 34.3 | 16.6 | 25 | 219 | 121 | 58 | 30 | 10
Health care Outpatient | 39 | 39.1 | 3.9 | Q | Q | 46 | 39 | 4 | Q | Q
| 44.9 | 14.5 | 26.5 | Q | 6.6 | 221 | 46 | 113 | Q | 6
Mercantile | 34.3 | 21.5 | 10.6 | 13.5 | 6 | 291 | 159 | 58 | 66 | 8
Mercantile Retail (other than mall) | 22 | 20.5 | 2.5 | 6 | Q | 74 | 63 | 4 | 6 | Q
Mercantile Enclosed and strip malls | 42.4 | 22.1 | 14.1 | 15.4 | 6.9 | 217 | 97 | 54 | 60 | 6
Office | 27.4 | 25.7 | 4.8 | Q | 9.4 | 282 | 220 | 29 | Q | 13
Public assembly | 34.8 | 35.3 | 2.1 | 6.4 | 4.7 | 135 | 118 | 6 | 9 | 2
Public order and safety | 40.4 | 25.8 | 21.4 | 3.5 | Q | 41 | 22 | 16 | 2 | Q
Religious worship | 28.8 | 25 | Q | 5.6 | Q | 87 | 67 | Q | 10 | Q
Service | 43.7 | 35.5 | 15 | Q | Q | 122 | 98 | 21 | Q | Q
Warehouse and storage | 19.9 | 16.7 | 2.9 | Q | 7 | 139 | 109 | 10 | Q | 7
Other | 58.6 | 44.8 | 2.3 | Q | Q | 81 | 55 | 2 | Q | Q
Vacant | 14.3 | 15 | 1.4 | Q | Q | 13 | 11 | Q | Q | Q
Year constructed
Before 1920 | 37.7 | 32.8 | 5 | 19.1 | Q | 87 | 65 | 6 | 13 | Q
1920 to 1945 | 38.2 | 30.4 | 11.7 | 11.3 | 9.4 | 145 | 97 | 28 | 17 | 3
1946 to 1959 | 37 | 27.6 | 8.7 | 11.7 | 7.7 | 199 | 135 | 32 | 27 | 5
1960 to 1969 | 41.6 | 30.9 | 10.6 | 9.3 | Q | 314 | 203 | 60 | 31 | Q
1970 to 1979 | 42.6 | 28.8 | 14.5 | 18.4 | 9.5 | 340 | 188 | 81 | 60 | 10
1980 to 1989 | 33.9 | 22.9 | 11.2 | 16.2 | Q | 335 | 183 | 70 | 68 | Q
1990 to 1999 | 36.9 | 24.7 | 10 | 18.2 | 9.3 | 338 | 188 | 61 | 80 | 9
2000 to 2003 | 33.4 | 26.7 | 7.6 | 13.8 | 7.3 | 158 | 100 | 24 | 24 | 10
2004 to 2007 | 41.9 | 24.2 | 11.3 | Q | 8.2 | 172 | 84 | 32 | Q | 6
2008 to 2012 | 41.7 | 27.3 | 11.5 | 17.1 | 8.3 | 159 | 95 | 30 | 24 | 10
Census region and division
Northeast | 45.1 | 35.3 | 10.6 | 11.9 | 10.3 | 499 | 330 | 80 | 64 | 26
New England | 49.3 | 40.7 | 6.7 | 11.6 | 12.3 | 111 | 81 | 10 | 12 | 8
Middle Atlantic | 44.1 | 33.8 | 11.5 | 11.9 | 9.7 | 389 | 249 | 70 | 52 | 19
Midwest | 42.8 | 35.6 | 7.3 | 9.7 | 4.9 | 642 | 499 | 77 | 55 | 11
East North Central | 45.7 | 38.1 | 7.3 | 9.4 | 4.7 | 494 | 386 | 58 | 41 | 9
West North Central | 35.1 | 29.1 | 7.1 | 10.4 | 5.7 | 149 | 114 | 19 | 14 | 2
South | 30.9 | 18.2 | 12.6 | 17.8 | 9.1 | 615 | 281 | 155 | 153 | 26
South Atlantic | 30.6 | 18.7 | 14 | 17.7 | 6.2 | 305 | 137 | 79 | 78 | 12
East South Central | 30.1 | 19.5 | 13.1 | 14.9 | 5 | 104 | 52 | 27 | 22 | 2
West South Central | 31.9 | 17 | 10.8 | 19.7 | Q | 207 | 93 | 49 | 52 | Q
West | 38.6 | 21.4 | 12.3 | 23.6 | 20.9 | 491 | 229 | 112 | 123 | 27
Mountain | 43.4 | 27.8 | 9.5 | Q | 7.7 | 163 | 89 | 25 | Q | 4
Pacific | 36.5 | 18.7 | 13.5 | 22 | Q | 328 | 141 | 87 | 77 | Q
Climate region2 | [10 empty] | BA Climate Zone | Heat Use Ratio
Very cold/Cold | 44.8 | 35.8 | 7.8 | 13.4 | 7.2 | 1097 | 802 | 132 | 130 | 33 | Very cold/Cold | 1.321
Mixed-humid | 33.9 | 22.8 | 12.5 | 14.9 | 7.4 | 657 | 359 | 149 | 126 | 22 | Mixed-humid | 0.84133
Mixed-dry/Hot-dry | 33.9 | 14.2 | 13.1 | 23.1 | Q | 255 | 89 | 78 | 71 | Q | Mixed-dry/Hot-dry | 0.52399
Hot-humid | 32.2 | 14.6 | 15.1 | 19.8 | Q | 171 | 48 | 52 | 57 | Q | Hot-humid | 0.53875
Marine | 33.6 | 23.4 | 10.4 | 14.4 | Q | 68 | 40 | 13 | 10 | Q | Marine | 0.86347
Number of floors
One | 37.5 | 24.6 | 10.1 | 22.7 | 10 | 918 | 541 | 156 | 194 | 27
Two | 34.8 | 25.1 | 9.6 | 13.9 | 7.1 | 511 | 314 | 96 | 83 | 17
Three | 36.9 | 29.4 | 8.8 | 8.1 | 7.5 | 224 | 157 | 41 | 19 | 7
Four to nine | 45.4 | 35.1 | 14.1 | 9.4 | 13.6 | 443 | 261 | 102 | 50 | 31
Ten or more | 40.7 | 30.6 | 13.8 | Q | 12.7 | 151 | 66 | 28 | Q | 9
Number of workers (main shift)
Fewer than 5 | 33.6 | 25.7 | 10.1 | 16.7 | Q | 264 | 184 | 47 | 29 | 4
5 to 9 | 37.7 | 25.5 | 11.2 | 39.6 | 8.2 | 202 | 119 | 37 | 43 | 3
10 to 19 | 43.8 | 26.6 | 12.7 | 54.1 | 6.2 | 298 | 157 | 57 | 81 | 2
20 to 49 | 35.7 | 24.2 | 9.3 | 15.8 | 8.7 | 379 | 225 | 70 | 71 | 12
50 to 99 | 34.9 | 25.4 | 9.7 | 8 | 7.8 | 360 | 227 | 75 | 41 | 16
100 to 249 | 38 | 27.5 | 8.4 | 8.8 | 14.3 | 337 | 206 | 54 | 43 | 34
250 or more | 45.8 | 36.4 | 15.5 | 14.4 | 9.7 | 408 | 221 | 83 | 85 | 19
Weekly operating hours
Fewer than 40 | 26.2 | 23.6 | 3.6 | 6.3 | Q | 97 | 79 | 9 | 8 | Q
40 to 48 | 26 | 22.7 | 5.1 | 5.4 | 6.1 | 259 | 204 | 33 | 15 | 7
49 to 60 | 26.4 | 24 | 4.4 | 6.8 | 6.8 | 369 | 292 | 37 | 26 | 15
61 to 84 | 40.8 | 27.4 | 9.9 | 18.7 | 6.7 | 469 | 272 | 78 | 109 | 11
85 to 167 | 51.8 | 31.5 | 10.5 | 30.2 | 8.7 | 349 | 188 | 52 | 95 | 13
Open continuously | 55 | 33.4 | 22.9 | 17.9 | 18 | 705 | 304 | 216 | 140 | 45
Ownership and occupancy
Nongovernment owned | 39.3 | 26.4 | 11.7 | 20.3 | 12 | 1747 | 991 | 328 | 356 | 72
Owner occupied | 43.3 | 29.1 | 13.1 | 22.4 | 15.3 | 890 | 489 | 174 | 180 | 47
Leased to tenant(s) | 36.5 | 23.2 | 11.3 | 22.9 | 8.3 | 634 | 351 | 120 | 147 | 16
Owner occupied and leased | 35 | 27.8 | 8.3 | 9.4 | 9.3 | 219 | 147 | 34 | 29 | 9
Unoccupied | 12.9 | 12.2 | Q | Q | N | 4 | 4 | Q | Q | N
Government owned | 35.2 | 29 | 8.4 | 5.2 | 6.1 | 501 | 349 | 96 | 37 | 19
Federal | 34.8 | 32 | 6.9 | 11.6 | Q | 30 | 21 | 4 | 4 | Q
State | 43 | 33.6 | 13.1 | Q | 9.9 | 169 | 103 | 40 | Q | 8
Local | 32 | 27.1 | 6.7 | 2.9 | 4.5 | 302 | 225 | 52 | 16 | 10
Party responsible for operation and maintenance of energy systems
Building owner | 37.7 | 27.7 | 10.1 | 14.6 | 10.4 | 1852 | 1131 | 339 | 302 | 80
Business owner or tenant | 41.6 | 23.8 | 13.7 | 24.7 | 8 | 343 | 181 | 71 | 81 | 10
Property management | 34.2 | 21.2 | 16.7 | 10.5 | Q | 27 | 13 | 9 | 4 | Q
Other | 44.1 | 33.4 | 15 | 18.5 | Q | 27 | 15 | 5 | 6 | Q
Provider of direct input on energy- related equipment purchases
Building owner | 37.6 | 27.4 | 10.2 | 14.5 | 10.3 | 1915 | 1165 | 354 | 313 | 82
Business owner or tenant | 43.9 | 25.1 | 14.4 | 27.4 | 8.8 | 264 | 138 | 54 | 65 | 8
Property management | 33.1 | 22.9 | 10.7 | 9.9 | Q | 17 | 10 | 4 | 3 | Q
Other | 42 | 24.5 | 14.8 | 23.3 | Q | 52 | 26 | 12 | 13 | Q
Number of establishments
One | 41.1 | 27.9 | 11.7 | 19.2 | 10.6 | 1527 | 877 | 306 | 278 | 65
2 to 5 | 34.5 | 26.8 | 9.1 | 12 | 10.1 | 429 | 286 | 67 | 58 | 17
6 to 10 | 34.7 | 26.9 | 9.4 | 12.7 | 7.2 | 107 | 71 | 17 | 17 | 2
11 to 20 | 40.7 | 26.8 | 9.4 | 13 | 6.6 | 112 | 66 | 20 | 23 | 3
More than 20 | 23.4 | 17.7 | 8.1 | 7.5 | 7.6 | 67 | 33 | 14 | 17 | 4
Currently unoccupied | 14.5 | 15.8 | Q | Q | N | 6 | 6 | Q | Q | N
Predominant exterior wall material
Brick, stone, or stucco | 40 | 28.3 | 11.6 | 14.2 | 8.7 | 1160 | 686 | 238 | 193 | 43
Concrete (block or poured) | 36.8 | 24.4 | 11.9 | 14.4 | 11.6 | 535 | 294 | 115 | 99 | 28
Concrete panels | 35.1 | 25.9 | 6.8 | Q | 6.7 | 208 | 130 | 26 | Q | 6
Siding or shingles | 46.4 | 28.7 | 11.8 | 35.5 | Q | 134 | 77 | 25 | 30 | Q
Metal panels | 28.7 | 25.5 | 3.8 | 10.4 | 15.9 | 126 | 104 | 9 | 7 | Q
Window glass | 45.5 | 43.4 | Q | 8.2 | Q | 48 | 30 | Q | 4 | Q
Other | 47.2 | 17 | 6.3 | Q | Q | Q | 7 | 2 | Q | Q
No one major type | 31.4 | 32 | Q | Q | Q | 14 | 11 | Q | Q | Q
Predominant roof material
Metal surfacing | 30.8 | 21.9 | 7.7 | 20.9 | 9 | 241 | 155 | 36 | 41 | 9
Synthetic or rubber | 43 | 31.3 | 9.7 | 16.4 | 10.3 | 850 | 536 | 130 | 147 | 38
Built-up | 36.3 | 25.2 | 11 | 11.5 | 12.7 | 582 | 335 | 125 | 89 | 33
Slate or tile shingles | 40.7 | 26 | 15 | 25.8 | Q | 114 | 50 | 29 | 32 | Q
Wooden materials (including shingles) | 67.3 | 43.7 | 21.7 | 53.3 | Q | 41 | 22 | 9 | 10 | Q
Asphalt, fiberglass, or other shingles | 37.2 | 26 | 12.6 | 16.6 | 5.6 | 368 | 214 | 83 | 65 | 6
Concrete | 28.2 | 18.3 | 15.9 | 7.4 | Q | 24 | 12 | 9 | 2 | Q
Other | 33.7 | 18.3 | Q | Q | Q | 18 | 8 | Q | Q | Q
No one major type | 24.1 | Q | Q | Q | Q | 10 | Q | Q | Q | Q
Roof characteristics
Roof tilt
Flat | 40.6 | 28.7 | 11.6 | 14.5 | 11.6 | 1455 | 860 | 292 | 236 | 67
Shallow pitch | 33.2 | 23.3 | 7.7 | 21.9 | 7.7 | 481 | 291 | 68 | 105 | 18
Steeper pitch | 37.2 | 26.8 | 11.5 | 14.4 | 6.1 | 312 | 189 | 64 | 53 | 6
Cool roof | 42 | 28.6 | 12.3 | 14.4 | 15.8 | 602 | 332 | 119 | 108 | 43
Renovations in buildings constructed before 2008 (more than one may apply)
Any type of renovation | 39.7 | 28.6 | 10.8 | 14.8 | 12.5 | 1230 | 732 | 223 | 218 | 58
Addition or annex | 46.3 | 33.1 | 10.6 | 16.6 | 8.8 | 468 | 276 | 77 | 99 | 15
Reduction in floorspace | 50.2 | 32 | 24.7 | 24 | Q | 70 | 28 | Q | Q | Q
Roof replacement | 42.2 | 31.2 | 11.2 | 12.2 | 16.6 | 681 | 413 | 125 | 102 | 41
Exterior wall replacement | 38.1 | 23.5 | 10.5 | 18.4 | 11.9 | 129 | 64 | 24 | 35 | 6
Interior wall reconfiguration | 40.1 | 29.6 | 10.2 | 16.3 | 10.8 | 644 | 390 | 104 | 121 | 29
Window replacement | 41.7 | 29.8 | 10.6 | 16.5 | 13.3 | 387 | 225 | 67 | 74 | 22
HVAC equipment upgrade | 41.2 | 28.8 | 11 | 15.1 | 13.7 | 842 | 487 | 153 | 158 | 44
Lighting upgrade | 42 | 29.8 | 10.8 | 15 | 14.9 | 810 | 477 | 140 | 146 | 47
Electrical upgrade | 44.5 | 30.7 | 10.4 | 18 | 18.3 | 551 | 307 | 87 | 117 | 39
Plumbing system upgrade | 48.8 | 31.4 | 12.4 | 19.9 | 21.9 | 515 | 273 | 93 | 112 | 38
Insulation upgrade | 45.6 | 30 | 8.7 | 23.9 | 20.4 | 269 | 142 | 34 | 75 | 18
Fire, safety, or security upgrade | 43 | 30.3 | 11.9 | 12.2 | 17 | 569 | 326 | 113 | 89 | 41
Structural upgrade | 53.4 | 26.4 | 11.4 | 36.7 | Q | 151 | 57 | 20 | Q | Q
Other | 24.5 | 22.1 | 9.7 | 3.3 | Q | 14 | 9 | Q | 1 | Q
No renovations | 35.9 | 25.1 | 10.5 | 17.6 | 7.2 | 859 | 513 | 171 | 152 | 24
Buildings constructed 2008 or later | 41.7 | 27.3 | 11.5 | 17.1 | 8.3 | 159 | 95 | 30 | 24 | 10
Energy sources (more than one may apply)
Electricity | 38.3 | 27.1 | 10.7 | 15.9 | 10 | 2248 | 1339 | 424 | 394 | 91
Natural gas | 38.3 | 27.1 | 10.7 | 15.9 | 10 | 2248 | 1339 | 424 | 394 | 91
Fuel oil | 45.6 | 35.6 | 12.8 | 13.6 | 15.4 | 623 | 364 | 122 | 112 | 25
District heat | 37.8 | 36.9 | Q | Q | Q | 108 | 13 | Q | Q | Q
District chilled water | 54.9 | 47.3 | 26 | Q | Q | 133 | 33 | Q | Q | Q
Propane | 43.1 | 25.7 | 12.4 | Q | Q | 146 | 69 | 26 | Q | Q
Other | 41.1 | 28.6 | 7.6 | 7.5 | Q | 108 | 68 | 14 | 9 | Q
Space-heating energy sources
Natural gas | 39.8 | 27.1 | 9.3 | 13.2 | 7.5 | 1971 | 1339 | 324 | 255 | 53
Natural gas main | 41.2 | 29.6 | 8.5 | 11.7 | 7 | 1769 | 1271 | 260 | 195 | 43
Natural gas secondary | 30.9 | 10.4 | 15.7 | 23.1 | 11.1 | 202 | 68 | 64 | 60 | 9
Other excluding natural gas | 29.2 | N | 19.6 | 25.2 | 18 | 252 | N | 85 | 131 | 36
Buildings without heating | 42.1 | N | 33 | 24.5 | Q | 25 | N | 15 | 8 | Q
Primary space-heating energy source
Electricity | 29 | 8.9 | 17.3 | 22.6 | 14.2 | 335 | 52 | 125 | 133 | 25
Natural gas | 41.2 | 29.6 | 8.5 | 11.7 | 7 | 1769 | 1271 | 260 | 195 | 43
Fuel oil | 19.5 | Q | Q | 12.2 | Q | 8 | Q | Q | 3 | Q
District heat | 38 | Q | Q | Q | Q | 106 | Q | Q | Q | Q
Propane | Q | Q | Q | N | Q | Q | Q | Q | N | Q
Other | Q | Q | Q | Q | Q | Q | Q | Q | Q | Q
Cooling energy sources
Natural gas | 79.8 | 50.5 | 12.7 | 8.8 | 15.5 | 58 | 36 | 8 | 3 | 11
Other excluding natural gas | 37.7 | 26.6 | 10.7 | 16.1 | 9.4 | 2120 | 1252 | 404 | 388 | 77
Buildings without cooling | 38.2 | 30.8 | 11.5 | 11.1 | Q | 70 | 52 | 12 | 4 | Q
Water-heating energy sources
Natural gas | 44.8 | 29.2 | 10.7 | 14.7 | 8.7 | 1771 | 1013 | 424 | 280 | 54
Other excluding natural gas | 25.1 | 22.1 | N | 19.8 | 12.5 | 439 | 290 | N | 114 | 35
Buildings without water heating | 22.5 | 21.3 | N | Q | Q | 38 | 36 | N | Q | Q
Cooking energy sources
Natural gas | 50 | 28.2 | 14 | 15.9 | 8 | 1238 | 542 | 265 | 394 | 37
Other excluding natural gas | 32.8 | 28.5 | 10.8 | N | 4.8 | 205 | 155 | 46 | N | 4
Buildings without cooking | 29.1 | 25.9 | 6.9 | N | 14.2 | 805 | 643 | 113 | N | 49
Energy end uses (more than one may apply)
Buildings with space heating | 38.2 | 27.1 | 10.5 | 15.8 | 9.9 | 2223 | 1339 | 410 | 385 | 89
Buildings with cooling | 38.3 | 26.9 | 10.7 | 16 | 9.9 | 2178 | 1288 | 412 | 390 | 88
Buildings with water heating | 38.8 | 27.3 | 10.7 | 15.9 | 9.9 | 2210 | 1303 | 424 | 394 | 89
Buildings with cooking | 46.5 | 28.2 | 13.4 | 15.9 | 7.5 | 1443 | 696 | 311 | 394 | 41
Buildings with manufacturing | 33 | 23.2 | 6.5 | 14.5 | 21.3 | 123 | 79 | 13 | 11 | 20
Buildings with electricity generation | 42.2 | 31 | 11.2 | 11.6 | 8.3 | 855 | 492 | 160 | 137 | 66
Percent of floorspace heated
Not heated | 42.1 | N | 33 | 24.5 | Q | 25 | N | 15 | 8 | Q
1 to 50 | 21.5 | 12.2 | 6.9 | 31.3 | 11.8 | 123 | 60 | 23 | 36 | 4
51 to 99 | 39.7 | 27.5 | 10.5 | 16.1 | 10.3 | 443 | 256 | 76 | 95 | 16
100 | 40.2 | 29 | 10.9 | 14.7 | 9.7 | 1657 | 1024 | 310 | 255 | 69
Percent of floorspace cooled
Not cooled | 38.2 | 30.8 | 11.5 | 11.1 | Q | 70 | 52 | 12 | 4 | Q
1 to 50 | 32.1 | 26.3 | 6.5 | 13.8 | 7.5 | 418 | 315 | 51 | 41 | 11
51 to 99 | 39 | 27.8 | 10.5 | 12.9 | 8.9 | 667 | 401 | 125 | 117 | 24
100 | 40.8 | 26.7 | 12.6 | 18.7 | 11.2 | 1093 | 571 | 236 | 232 | 54
Heating equipment (more than one may apply)
Heat pumps | 32.7 | 18.3 | 13.9 | 14.3 | 9.5 | 247 | 109 | 71 | 57 | 11
Furnaces | 34.7 | 23.6 | 7.3 | 19.3 | 6.4 | 244 | 161 | 35 | 44 | 4
Individual space heaters | 34.5 | 26.9 | 9.7 | 9.1 | 7 | 545 | 373 | 100 | 55 | 17
District heat | 38.1 | 37.7 | Q | Q | Q | 108 | 13 | Q | Q | Q
Boilers | 49.2 | 35.3 | 11.5 | 7.5 | 9 | 984 | 666 | 193 | 85 | 40
Packaged heating units | 36.2 | 24.4 | 9.6 | 17.2 | 8.4 | 1360 | 805 | 238 | 274 | 43
Other | 45.2 | 23.2 | 10 | 15.3 | 7.9 | 54 | 25 | 11 | 15 | 3
Cooling equipment (more than one may apply)
Residential-type central air conditioners | 39.6 | 25.3 | 10.3 | 25.6 | Q | 416 | 239 | 75 | 84 | Q
Heat pumps | 32 | 18.1 | 13.6 | 12.6 | 9.9 | 257 | 118 | 73 | 53 | 13
Individual air conditioners | 41 | 29.9 | 14.4 | 9.1 | 10.3 | 374 | 222 | 92 | 44 | 16
District chilled water | 54.9 | 47.3 | 26 | Q | Q | 133 | 33 | Q | Q | Q
Central chillers | 43.5 | 35 | 10.8 | 7 | 8.7 | 598 | 391 | 118 | 60 | 30
Packaged air conditioning units | 37.7 | 26.2 | 9.8 | 15.3 | 8.7 | 1318 | 793 | 230 | 248 | 46
Swamp coolers | 46.2 | 26.4 | 12 | 21.7 | Q | 71 | 37 | 15 | 16 | Q
Other | 35.9 | Q | Q | Q | Q | 10 | Q | Q | Q | Q
Main equipment replaced since 1990 (more than one may apply)
Heating | 37.5 | 25.8 | 11.6 | 14.4 | 6.7 | 790 | 481 | 161 | 129 | 19
Cooling | 38.2 | 26.7 | 11.7 | 14.4 | 7.4 | 882 | 532 | 181 | 145 | 23
Water-heating equipment
Centralized system | 41.6 | 28.8 | 11.4 | 19.6 | 6.8 | 1414 | 839 | 283 | 257 | 35
Distributed system | 31.3 | 23 | 9.2 | 14.9 | 25.5 | 257 | 153 | 38 | 37 | Q
Combination of centralized and distributed system | 36.4 | 25.9 | 9.8 | 10.9 | 9.2 | 539 | 311 | 104 | 99 | 25
Food preparation or serving areas in non-food service buildings (more than one may apply)
Snack bar or concession stand | 46.3 | 32.2 | 10.2 | 13.9 | 7.8 | 364 | 196 | 60 | 93 | 15
Fast food or small restaurant | 44.5 | 27.2 | 13.4 | 16.2 | 8.1 | 372 | 166 | 72 | 121 | 13
Cafeteria or large restaurant | 45 | 30.3 | 13.2 | 10.7 | 7.3 | 587 | 305 | 138 | 123 | 22
Commercial kitchen/ food preparation area | 47.8 | 30 | 15.1 | 11.1 | 7.9 | 673 | 335 | 171 | 141 | 25
Small kitchen area | 37.6 | 27.4 | 9.3 | 10.8 | 6.3 | 409 | 243 | 74 | 80 | 12
HVAC conservation features (more than one may apply)
Economizer cycle | 41.1 | 28.7 | 9.7 | 13.1 | 12 | 1015 | 602 | 172 | 177 | 65
Regular HVAC maintenance | 39.3 | 27.5 | 10.7 | 15.2 | 10.1 | 1991 | 1177 | 376 | 351 | 86
Building automation system (BAS)2 | 39.5 | 28.6 | 10 | 11.6 | 11.4 | 1100 | 644 | 198 | 186 | 72
Window and interior lighting features (more than one may apply)
Multipaned windows | 40 | 28.3 | 10.7 | 15.9 | 9.2 | 1752 | 1054 | 318 | 311 | 69
Tinted window glass | 39.5 | 26.8 | 10.7 | 16 | 12.8 | 1290 | 743 | 243 | 239 | 64
Reflective window glass | 44.9 | 29.6 | 11.1 | 19.9 | 9.9 | 541 | 298 | 97 | 127 | 20
External overhangs or awnings | 44.4 | 28.2 | 12.4 | 21 | 11.8 | 1030 | 547 | 196 | 246 | 41
Skylights or atriums | 40.6 | 28 | 10.5 | 15.7 | 13.7 | 681 | 377 | 117 | 137 | 49
Light scheduling | 40.1 | 28.1 | 9.8 | 14.6 | 8.9 | 927 | 538 | 161 | 188 | 40
Occupancy sensors | 39.6 | 28.8 | 9.6 | 12.6 | 12 | 1067 | 647 | 178 | 175 | 67
Multi-level lighting or dimming | 49 | 28.6 | 13.2 | 19.5 | 16.6 | 573 | 273 | 115 | 155 | 31
Daylight harvesting | 40.1 | 28.7 | 7.7 | 10.1 | 18.1 | 197 | 116 | 25 | 32 | Q
Demand responsive lighting | 34.6 | 20.4 | 10.7 | 12.9 | 8 | 127 | 65 | 28 | 28 | 6
Building automation system (BAS) for lighting3 | 35.6 | 25.8 | 7.5 | 9.9 | 7.4 | 335 | 205 | 51 | 61 | 18
Equipment usage reduced when building not in full use (more than one may apply)
Heating | 35.8 | 25.6 | 8.9 | 14.2 | 9.3 | 1675 | 1039 | 283 | 284 | 71
Cooling | 35.9 | 25.6 | 9.4 | 14.4 | 9.3 | 1644 | 996 | 293 | 287 | 68
Lighting | 38.3 | 27.1 | 10.4 | 15.9 | 10.1 | 2105 | 1267 | 387 | 366 | 85
Annual consumption (hundred cubic feet)
1,000 or less | 7.6 | 8.3 | 1.7 | 3.4 | Q | 53 | 44 | 5 | 2 | 1
1,001 to 5,000 | 21.1 | 18.4 | 4.4 | 10.9 | 3.9 | 282 | 213 | 34 | 31 | 4
5,001 to 10,000 | 29.7 | 22.2 | 8.2 | 16.4 | 4.7 | 238 | 145 | 41 | 48 | 4
10,001 to 25,000 | 41.2 | 26.1 | 12.8 | 18.8 | 6.5 | 459 | 243 | 100 | 106 | 10
25,001 to 50,000 | 43.5 | 30.9 | 12 | 11.7 | 6.1 | 311 | 191 | 67 | 44 | 9
50,001 to 100,000 | 54 | 32.1 | 14.1 | 14.6 | 9.6 | 285 | 154 | 62 | 54 | 15
Over 100,000 | 90.5 | 59.3 | 20.3 | 21 | 28.1 | 621 | 350 | 114 | 108 | 48
1 The natural gas intensity calculation (total natural gas use for the end use divided by the floorspace in buildings that use natural gas for the particular end use) differs from the calculation used in the 2003 CBECS tables, in which the intensities were not conditional on the presence of the end use; the 2003 CBECS denominator was total floorspace in all buildings that use natural gas. In this table, the intensities for each end use do not sum to the total natural gas intensity, whereas they did in the 2003 CBECS table. 2These climate regions were created by the Building America program, sponsored by the U.S. Department of Energy’s Office of Energy Efficiency and Renewable Energy (EERE). 3In earlier CBECS publications, BAS was referred to as Energy Management and Control System (EMCS). Q = Data withheld either because the Relative Standard Error (RSE) was greater than 50 percent or fewer than 20 buildings were sampled. N = No cases in reporting sample. Notes: ● Because of rounding, data may not sum to totals. ● See the Guide to the 2012 CBECS Detailed Tables or CBECS Terminology for definitions of terms used in these tables and/or comparison of differences with prior CBECS tables. Both references can be accessed from http://www.eia.gov/consumption/commercial/data/2012/ ● Statistics for the Energy end uses category represent total consumption in buildings that have the end use, not consumption specifically for that particular end use. ● HVAC = Heating, ventilation, and air conditioning. Source: U.S. Energy Information Administration, Office of Energy Consumption and Efficiency Statistics, Forms EIA-871A and C of the 2012 Commercial Buildings Energy Consumption Survey.

## CBECS to EPA map (hidden)
Reference: Mapping EPA Space Types to CBECS Primary Building Activities
U.S. Energy Use Intensity by Property Type
Source | https://portfoliomanager.energystar.gov/pdf/reference/US%20National%20Median%20Table.pdf
CBECS Definitions | https://www.eia.gov/consumption/commercial/building-type-definitions.php
EPA Document |  |  |  | Cleaning/formatting |  |  | Typology Assignment
Broad Category | Primary Function | Further Breakdown (where needed) | Reference Data Source - Peer Group Comparison | Tag | CBECS Space Type with tag removed | EPA's assignment of CBECS | Energy Star Portfolio Manager Property Type | CBECS Primary Building Activity
Banking/Financial Services | Bank Branch * | Bank Branch * | CBECS - Bank/Financial | CBECS - | Bank/Financial | Banking/Financial Services | Bank Branch | Office
| Financial Office* | Financial Office* | CBECS - Office & Bank/Financial | CBECS - | Office & Bank/Financial | Banking/Financial Services | Financial Office | Office
Education | Adult Education | Adult Education | CBECS - Education | CBECS - | Education | Education | Adult Education | Education
| College/University | College/University | CBECS - College/University | CBECS - | College/University | Education | College/University | Education
| K-12 School* | K-12 School* | CBECS - Elementary/Middle & High School | CBECS - | Elementary/Middle & High School | Education | K-12 School | Education
| Pre-school/Daycare | Pre-school/Daycare | CBECS - Preschool | CBECS - | Preschool | Education | Pre-school/Daycare | Education
| Vocational School | Vocational School | CBECS - Education | CBECS - | Education | Education | Vocational School | Education
| Other - Education | Other - Education | CBECS - Education | CBECS - | Education | Education | Other - Education | Education
Entertainment/Public Assembly | Convention Center | Convention Center | CBECS - Social/Meeting | CBECS - | Social/Meeting | Entertainment/Public Assembly | Convention Center | Public Assembly
| Movie Theater | Movie Theater | CBECS - Public Assembly | CBECS - | Public Assembly | Entertainment/Public Assembly | Movie Theater | Public Assembly
| Museum | Museum | CBECS - Public Assembly | CBECS - | Public Assembly | Entertainment/Public Assembly | Museum | Public Assembly
| Performing Arts | Performing Arts | CBECS - Public Assembly | CBECS - | Public Assembly | Entertainment/Public Assembly | Performing Arts | Public Assembly
| Recreation | Bowling Alley | CBECS - Recreation | CBECS - | Recreation | Entertainment/Public Assembly | Bowling Alley | Public Assembly
|  | Fitness Center/Health Club/Gym | CBECS - Recreation | CBECS - | Recreation | Entertainment/Public Assembly | Fitness Center/Health Club/Gym | Public Assembly
|  | Ice/Curling Rink | CBECS - Recreation | CBECS - | Recreation | Entertainment/Public Assembly | Ice/Curling Rink | Public Assembly
|  | Roller Rink | CBECS - Recreation | CBECS - | Recreation | Entertainment/Public Assembly | Roller Rink | Public Assembly
|  | Swimming Pool | CBECS - Recreation | CBECS - | Recreation | Entertainment/Public Assembly | Swimming Pool | Public Assembly
|  | Other - Recreation | CBECS - Recreation | CBECS - | Recreation | Entertainment/Public Assembly | Other - Recreation | Public Assembly
| Social/Meeting Hall | Social/Meeting Hall | CBECS - Social/Meeting | CBECS - | Social/Meeting | Entertainment/Public Assembly | Social/Meeting Hall | Public Assembly
Entertainment/Public Assembly | Stadium | Indoor Arena | CBECS - Public Assembly | CBECS - | Public Assembly | Entertainment/Public Assembly | Indoor Arena | Public Assembly
|  | Race Track | CBECS - Public Assembly | CBECS - | Public Assembly | Entertainment/Public Assembly | Race Track | Public Assembly
|  | Stadium (Closed) | CBECS - Public Assembly | CBECS - | Public Assembly | Entertainment/Public Assembly | Stadium (Closed) | Public Assembly
|  | Stadium (Open) | CBECS - Public Assembly | CBECS - | Public Assembly | Entertainment/Public Assembly | Stadium (Open) | Public Assembly
|  | Other - Stadium | CBECS - Public Assembly | CBECS - | Public Assembly | Entertainment/Public Assembly | Other - Stadium | Public Assembly
| Other | Aquarium | CBECS - Public Assembly | CBECS - | Public Assembly | Entertainment/Public Assembly | Aquarium | Public Assembly
|  | Casino | CBECS - Public Assembly | CBECS - | Public Assembly | Entertainment/Public Assembly | Casino | Public Assembly
|  | Zoo | CBECS - Public Assembly | CBECS - | Public Assembly | Entertainment/Public Assembly | Zoo | Public Assembly
|  | Other - Entertainment/Public Assembly | CBECS - Public Assembly | CBECS - | Public Assembly | Entertainment/Public Assembly | Other - Entertainment/Public Assembly | Public Assembly
|  | Bar/Nightclub | CBECS - Bar/Pub/Lounge | CBECS - | Bar/Pub/Lounge | Entertainment/Public Assembly | Bar/Nightclub | Food Service
Food Sales & Service | Convenience Store | Convenience Store with Gas Station | CBECS - Food Sales | CBECS - | Food Sales | Food Sales & Service | Convenience Store with Gas Station | Food Sales
|  | Convenience Store without Gas Station | CBECS - Food Sales | CBECS - | Food Sales | Food Sales & Service | Convenience Store without Gas Station | Food Sales
| Restaurant/Bar | Bar/Nightclub | CBECS - Bar/Pub/Lounge | CBECS - | Bar/Pub/Lounge | Food Sales & Service | Bar/Nightclub | Food Service
|  | Fast Food Restaurant | CBECS - Fast Food | CBECS - | Fast Food | Food Sales & Service | Fast Food Restaurant | Food Service
|  | Restaurant | CBECS - Restaurant/Cafeteria | CBECS - | Restaurant/Cafeteria | Food Sales & Service | Restaurant | Food Service
|  | Other - Restaurant/Bar | CBECS - Restaurant/Cafeteria | CBECS - | Restaurant/Cafeteria | Food Sales & Service | Other - Restaurant/Bar | Food Service
| Supermarket/Grocery Store* | Supermarket/Grocery Store* | CBECS - Grocery Store/Food Market | CBECS - | Grocery Store/Food Market | Food Sales & Service | Supermarket/Grocery Store | Food Sales
| Wholesale Club/Supercenter* | Wholesale Club/Supercenter* | CBECS - Retail Store | CBECS - | Retail Store | Food Sales & Service | Wholesale Club/Supercenter | Food Sales
| Other | Food Sales | CBECS - Food Sales | CBECS - | Food Sales | Food Sales & Service | Food Sales | Food Sales
|  | Food Service | CBECS - Food Service | CBECS - | Food Service | Food Sales & Service | Food Service | Food Service
Health care | Ambulatory Surgical Center | Ambulatory Surgical Center | CBECS - Outpatient Health care | CBECS - | Outpatient Health care | Health care | Ambulatory Surgical Center | Health care Outpatient
| Hospital | Hospital (General Medical & Surgical)* | Industry Survey | Industry |  | Health care | Hospital (General Medical & Surgical) | Health care Inpatient
|  | Other - Specialty Hospital | CBECS - Inpatient Health care | CBECS - | Inpatient Health care | Health care | Other - Specialty Hospital | Health care Inpatient
| Medical Office* | Medical Office* | CBECS - Medical Office | CBECS - | Medical Office | Health care | Medical Office | Health care Outpatient
| Outpatient Rehabilitation/Physical Therapy | Outpatient Rehabilitation/Physical Therapy | CBECS - Outpatient Health care | CBECS - | Outpatient Health care | Health care | Outpatient Rehabilitation/Physical Therapy | Health care Outpatient
| Residential Care Facility | Residential Care Facility | Industry Survey | Industry |  | Health care | Residential Care Facility | Lodging
| Senior Care Community* | Senior Care Community* | Industry Survey | Industry |  | Health care | Senior Care Community | Lodging
| Urgent Care/Clinic/Other Outpatient | Urgent Care/Clinic/Other Outpatient | CBECS - Clinic/Outpatient | CBECS - | Clinic/Outpatient | Health care | Urgent Care/Clinic/Other Outpatient | Health care Outpatient
Lodging/Residential | Barracks* | Barracks* | CBECS - Dormitory | CBECS - | Dormitory | Lodging/Residential | Barracks | Lodging
| Hotel* | Hotel* | CBECS - Hotel & Motel/Inn | CBECS - | Hotel & Motel/Inn | Lodging/Residential | Hotel | Lodging
| Multifamily Housing* | Multifamily Housing* | Fannie Mae Industry Survey | Fannie M |  | Lodging/Residential | Multifamily Housing | Multifamily
| Prison/Incarceration | Prison/Incarceration | CBECS - Public Order and Safety | CBECS - | Public Order and Safety | Lodging/Residential | Prison/Incarceration | Public order and safety
| Residence Hall/Dormitory* | Residence Hall/Dormitory* | CBECS - Dormitory | CBECS - | Dormitory | Lodging/Residential | Residence Hall/Dormitory | Lodging
| Residential Care Facility | Residential Care Facility | Industry Survey | Industry |  | Lodging/Residential | Residential Care Facility | Lodging
| Senior Care Community* | Senior Care Community* | Industry Survey | Industry |  | Lodging/Residential | Senior Care Community | Lodging
| Single Family Home | Single Family Home | None Available | None Ava |  | Lodging/Residential | Single Family Home | Single Family
| Other - Lodging/Residential | Other - Lodging/Residential | CBECS - Lodging | CBECS - | Lodging | Lodging/Residential | Other - Lodging/Residential | Lodging
Manufacturing/Industrial | Manufacturing/Industrial Plant | Manufacturing/Industrial Plant | None Available | None Ava |  | Manufacturing/Industrial | Manufacturing/Industrial Plant | Other
Mixed Use | Mixed Use Property | Mixed Use Property | CBECS - Other | CBECS - | Other | Mixed Use | Mixed Use Property | Other
Office | Medical Office* | Medical Office* | CBECS - Medical Office | CBECS - | Medical Office | Office | Medical Office | Health care Outpatient
| Office* | Office* | CBECS - Office & Bank/Financial | CBECS - | Office & Bank/Financial | Office | Office | Office
| Veterinary Office | Veterinary Office | CBECS - Clinic/Outpatient | CBECS - | Clinic/Outpatient | Office | Veterinary Office | Health care Outpatient
Parking | Parking | Parking | None Available | None Ava |  | Parking | Parking | Other
Public Services | Courthouse* | Courthouse* | CBECS - Courthouse | CBECS - | Courthouse | Public Services | Courthouse | Public order and safety
| Drinking Water Treatment & Distribution (Average EUI presented in Energy per Flow in gallons per day) | Drinking Water Treatment & Distribution | AWWA - Water Treatment Plant | AWWA - W |  | Public Services | Drinking Water Treatment & Distribution | Other
| Fire Station | Fire Station | CBECS - Fire Station/Police Station | CBECS - | Fire Station/Police Station | Public Services | Fire Station | Public order and safety
| Library | Library | CBECS - Library | CBECS - | Library | Public Services | Library | Public Assembly
| Mailing Center/Post Office | Mailing Center/Post Office | CBECS - Service | CBECS - | Service | Public Services | Mailing Center/Post Office | Service
| Police Station | Police Station | CBECS - Fire Station/Police Station | CBECS - | Fire Station/Police Station | Public Services | Police Station | Public order and safety
| Prison/Incarceration | Prison/Incarceration | CBECS - Public Order and Safety | CBECS - | Public Order and Safety | Public Services | Prison/Incarceration | Public order and safety
| Social/Meeting Hall | Social/Meeting Hall | CBECS - Social/Meeting | CBECS - | Social/Meeting | Public Services | Social/Meeting Hall | Public Assembly
| Transportation Terminal/Station | Transportation Terminal/Station | CBECS - Public Assembly | CBECS - | Public Assembly | Public Services | Transportation Terminal/Station | Public Assembly
| Wastewater Treatment Plant* (Average EUI presented in Energy per Flow in gallons per day) | Wastewater Treatment Plant* (Average EUI presented in Energy per Flow in gallons per day) | AWWA - Wastewater Plant | AWWA - W |  | Public Services | Wastewater Treatment Plant | Other
| Other - Public Services | Other - Public Services | CBECS - Other | CBECS - | Other | Public Services | Other - Public Services | Public order and safety
Religious Worship | Worship Facility* | Worship Facility* | CBECS - Religious Worship | CBECS - | Religious Worship | Religious Worship | Worship Facility | Religious Worship
Retail | Automobile Dealership | Automobile Dealership | CBECS - Retail other than Mall | CBECS - | Retail other than Mall | Retail | Automobile Dealership | Mercantile Retail (other than mall)
| Convenience Store | Convenience Store with Gas Station | CBECS - Food Sales | CBECS - | Food Sales | Retail | Convenience Store with Gas Station | Food Sales
|  | Convenience Store without Gas Station | CBECS - Food Sales | CBECS - | Food Sales | Retail | Convenience Store without Gas Station | Food Sales
| Mall | Enclosed Mall | CBECS - Enclosed Mall | CBECS - | Enclosed Mall | Retail | Enclosed Mall | Mercantile Enclosed and strip malls
|  | Lifestyle Center | CBECS - Strip Shopping Mall | CBECS - | Strip Shopping Mall | Retail | Lifestyle Center | Mercantile Enclosed and strip malls
|  | Strip Mall | CBECS - Strip Shopping Mall | CBECS - | Strip Shopping Mall | Retail | Strip Mall | Mercantile Enclosed and strip malls
|  | Other - Mall | CBECS - Enclosed Mall and Strip Shopping Mall | CBECS - | Enclosed Mall and Strip Shopping Mall | Retail | Other - Mall | Mercantile Enclosed and strip malls
| Retail Store* | Retail Store* | CBECS - Retail Store | CBECS - | Retail Store | Retail | Retail Store | Mercantile Retail (other than mall)
| Supermarket/Grocery Store* | Supermarket/Grocery Store* | CBECS - Grocery Store/Food Market | CBECS - | Grocery Store/Food Market | Retail | Supermarket/Grocery Store | Food Sales
| Wholesale Club/Supercenter* | Wholesale Club/Supercenter* | CBECS - Retail Store | CBECS - | Retail Store | Retail | Wholesale Club/Supercenter | Mercantile Retail (other than mall)
Technology/Science | Data Center* (Average PUE presented in place of EUI: PUE = Total Energy / IT Energy) | Data Center* (Average PUE presented in place of EUI: PUE = Total Energy / IT Energy) | EPA - Data Center | EPA - Da |  | Technology/Science | Data Center | Other
| Laboratory | Laboratory | CBECS - Laboratory | CBECS - | Laboratory | Technology/Science | Laboratory | Other
| Other - Technology/Science | Other - Technology/Science | CBECS - Other | CBECS - | Other | Technology/Science | Other - Technology/Science | Other
Services | Data Center* (Average PUE presented in place of EUI: PUE = Total Energy / IT Energy) | Data Center* (Average PUE presented in place of EUI: PUE = Total Energy / IT Energy) | EPA - Data Center | EPA - Da |  | Services | Data Center | Service
| Personal Services (Health/Beauty, Dry Cleaning, etc.) | Personal Services (Health/Beauty, Dry Cleaning, etc.) | CBECS - Service | CBECS - | Service | Services | Personal Services (Health/Beauty, Dry Cleaning, etc.) | Service
| Repair Services (Vehicle, Shoe, Locksmith, etc.) | Repair Services (Vehicle, Shoe, Locksmith, etc.) | CBECS - Service | CBECS - | Service | Services | Repair Services (Vehicle, Shoe, Locksmith, etc.) | Service
| Other - Services | Other - Services | CBECS - Service | CBECS - | Service | Services | Other - Services | Service
Utility | Drinking Water Treatment & Distribution (Average EUI presented in Energy per Flow in gallons per day) | Drinking Water Treatment & Distribution | AWWA - Water Treatment Plant | AWWA - W |  | Utility | Drinking Water Treatment & Distribution | Other
| Energy/Power Station | Energy/Power Station | CBECS - Other | CBECS - | Other | Utility | Energy/Power Station | Other
| Wastewater Treatment Plant* (Average EUI presented in Energy per Flow in gallons per day) | Wastewater Treatment Plant* (Average EUI presented in Energy per Flow in gallons per day) | AWWA - Wastewater Plant | AWWA - W |  | Utility | Wastewater Treatment Plant | Other
| Other - Utility | Other - Utility | CBECS - Other | CBECS - | Other | Utility | Other - Utility | Other
Warehouse/Storage | Self-Storage Facility | Self-Storage Facility | CBECS – Non-refrigerated Warehouse | CBECS – |  | Warehouse/Storage | Self-Storage Facility | Warehouse and storage
| Warehouse/Distribution Center | Distribution Center* | CBECS – Non-refrigerated Warehouse & Distribution Center | CBECS – |  | Warehouse/Storage | Distribution Center | Warehouse and storage
|  | Non-Refrigerated Warehouse* | CBECS – Non-refrigerated Warehouse & Distribution Center | CBECS – |  | Warehouse/Storage | Non-Refrigerated Warehouse | Warehouse and storage
|  | Refrigerated Warehouse* | CBECS – Refrigerated Warehouses | CBECS – |  | Warehouse/Storage | Refrigerated Warehouse | Warehouse and storage
Other | Other | Other | CBECS - Other | CBECS - | Other | Other | Other | Other

## RECS Microdata End Uses (hidden)
RECS Microdata Reference - Cooking and DHW End Use Energy |  |  |  |  | source data
| Cooking Gas End Use | Space heating used | (All)
| Cooking Elec End Use | Main space heating fuel | (All)
|  | Census Region | (All)
|  | Type of housing unit | 5+ MF
|  | Electricity used for cooking | Average of Weighted total elec cooking | Average of Weighted total gas cooking
|  | No | 0 | 2.3856
|  | Yes | 0.62 | 0.042148
| DHW End Use Gas | Space heating used | (All) |  |  | Space heating used | 1
| DHW End Use Elec | Main space heating fuel | (All) |  |  | Type of housing unit | 5
|  | Census Region | (All) |  |  | Census Region | (All)
|  | Type of housing unit | 5+ MF |  |  | Main space heating fuel | (Multiple Items)
[6 empty] | Fuel used by main water heater | (Multiple Items)
|  | Water heater in apartment or other part of building | Fuel used by main water heater | Average of DHW EUI [kBTU/SF] | StdDev of DHW EUI [kBTU/SF] | Building America Climate Zone | Sum of Weighted total gas + oil DHW unit count | Sum of Weighted Space Heating Use | Sum of Weighted total gas+ oil use | Sum of Weighted Area | Average Gas + Oil EUI
|  | In Apartment | Gas | 17.6887 | 10.9042 | Cold/Very Cold | 3011984.8679 | 51475497075.4185 | 100248065310.9686 | 2573255389.042 | 38.9577 | 64.3333 | 60 | 68 | 65
|  | In Apartment | Electricity | 10.9265 | 7.8067 | Hot-Dry/Mixed-Dry | 860125.7573 | 3237225693.1668 | 16422169843.4702 | 696419342.5785 | 23.5809 | 29 | 30 | 30 | 27
|  | Central | Gas | 17.7671 | 10.5221 | Hot-Humid | 92656.2779 | 478449584.6677 | 2252586587.866 | 85326069.4823 | 26.3997
|  | Central | Electricity | 7.7406 | 4.9978 | Marine | 177796.93 | 1015094167.567 | 3935310320.6402 | 144779969.763 | 27.1813 | 30.6667 | 30 | 35 | 27
[6 empty] | Mixed-Humid | 2719935.8713 | 42871302575.4467 | 94621645110.7396 | 2291739232.8593 | 41.2881 | 30.931 | 30.1526 | 35.1526 | 27.4876
[6 empty] | (blank) | 96799.5817 | 1613109481.3616 | 2818806041.3818 | 55494504.9232 | 50.7943
[6 empty] | Grand Total | 6959299.2862 | 100690678577.6282 | 220298583215.0665 | 5847014508.6483 | 37.6771

## Rough cost estimates-spacehtg (hidden)
This tab is a compilation of space heating electrification cost estimates. The cited studies focused on multifamily buildings. The estimates feed into the space heating equipment cost estimate across typologies to develop the order of magnitude cost estimate per building type.
Target | Interim | ZNC-compatible | ZNC-comp - reduced cons. | Retrofit Project Cost Estimates, from NRDC report. Source: https://www.nrdc.org/resources/heat-pump-retrofit-strategies-multifamily-buildings
Commercial typologies | 0 | 18.4619 | 57.6698 | Common Assumptions | Value | Units | Source data
Multifamily typologies | 0 | 18.4619 | 57.6698 | Average heaters (=rooms) per apartment | 2.5 |  | TWG link: http://www.nyc.gov/html/gbee/downloads/pdf/TWGreport_2ndEdition_sm.pdf
|  |  |  | Average floor area per apartment, including common areas | 1000 | SF
|  |  |  | Design heat load of an apartment, assuming EE measures undertaken | 12000 | BTU/hr
Space Heating BAU and electrification cost
|  | Assumed Heat Load after EE of envelop and distribution | BAU Cost | Baseline/BAU: Steam or Hot water boiler replacement | Value | Units | Source data
| Cost/SF | kBTU/SF | $/kBTU | Distribution work to optimize system | 1.2 | $/SF | TWG page 64 | Source: Pursuing Passive
BAU boiler upgrade cost - in the absence of any further carbon performance legislation | 1.78 | 17.94 |  | New, optimal boiler plant | 0.58 | $/SF | TWG page 55 (average of "Right size steam boilers at end of life" and "Replace atmospheric boilers with sealed combustion boilers"
BAU Electrical Service Upgrade Cost | 6.93 |  |  | Total Cost | 1.78 | per SF
Central Heat Pumps with HW Distribution | 14.75
Ground loop with WSHPs | 29.25 |  |  | Central Heat Pumps with Hydronic Distribution | Value | Units | Source data
PTHPs | 12 |  |  | Cost of hot water piping and pumps if new to building | 10 | per SF | TWG page 63
VRF | 24.9675 |  |  | Fan coil or oversized passive room heaters to allow low temps, including hardware and software controls | 300 | each heater | source: https://www.houseneeds.com/heating/hydronic-radiators/myson-radiator-baseboard-t6-ivc-t622-4-10
Space Heating Electrification Incremental Cost |  |  |  | Comprehensive controls and balancing, hydronic | 0.3 | per SF | TWG page 63
Commercial typologies | 18.4619 |  |  | Cost of central heat pump plant, total | 4 | per SF
Multifamily typologies | 18.4619 | 17.94 |  | Total, starting point 1: non-hydronic system | 14.75 | per SF
|  |  |  | Total, starting point 2: hydronic system | 5.05 | per SF
Incremental Cost of Window/Wall/ERV upgrades | Cost/SF
Commercial typologies | 39.2079 |  |  | Ground loop with WSHPs | Value | Units | Source data
Multifamily typologies | 39.2079 |  |  | Cost of vertical well | 1000 | per 12,000 BTU | source: https://www.oit.edu/docs/default-source/geoheat-center-documents/publications/heat-pump/tp38.pdf?sfvrsn=2
|  |  |  | Cost of each heat pump | 4000 | per heater
|  |  |  | Apartment interior work per WSHP | 500 | per heater
|  |  |  | Cost of condenser piping and pumps (similar to hydronic conversion) | 10 | $/SF | TWG page 63
|  |  |  | Cost of 230V electrical service to exterior wall | 7 | per SF
|  |  |  | Total cost | 29.25 | per SF
|  |  |  | PTHPs | Value | Units | Source data
|  |  |  | Cost of 230V electrical service to exterior wall | 7 | per SF |  | Building Floor Area | 123000 | [5 empty] | Over 2050 Assumed BAU - replace windows and roof once, regular façade maintenance
|  |  |  | Cost of PTHP units, including controls hardware and software | 1500 | per heater | Assuming 50% more than today's PTHPs for performance improvements |  | Retrofit | BAU | Incremental Cost | Incremental $/SF |  |  | $/SF | Retrofit | BAU | Labor Related BAU | Incremental
|  |  |  | Insallation labor for masonry opening and sleeve installation | 500 | per heater | 5 hours of work at $100/hr | Windows and roof | 4494000 | 652000 | 3842000 | 31.2358 |  |  | Windows and Roof | 36.5366 | 19.3361 | 4.5416 | 17.2004
|  |  |  | Total | 12 | per SF |  | ERV | 1447000 | 324000 | 1123000 | 9.1301 |  |  | ERV | 11.7642 | 2.6341 |  | 9.1301
[8 empty] | Wall Insulation | 2528000 | 1150000 | 1378000 | 11.2033 |  |  | Walls | 20.557 | 7.6796 | 4.3664 | 12.8774
|  |  |  | VRF | Value | Units | Source data | VRF | 3071000 | 1261000 | 1810000 | 14.7154 |  |  | VRF | 24.9675 | 10.252 |  | 14.7154
|  |  |  | VRF retrofit quote - no recovery | 24.9675 | per SF | Pursuing Passive: https://be-exchange.org/wp-content/uploads/2018/10/BEX_PursuingPassive_181101.pdf | DHW Boiler | 250000 | 250000 | 0 | 0
[8 empty] | Total | 11790000 | 3637000 | 8153000 | 66.2846
[8 empty] | Windows, wall and roof only |  |  |  | 51.5691
Source Data
|  |  |  | Electrical Service upgrade to enable induction stoves and heat pumps | Per apartment
|  |  |  | Labor, 10 hours @ $80/hr | 800 | Per apartment
|  |  |  | Upgrading Amperage to 200A with labor | 2150 | Per apartment | https://www.homeadvisor.com/cost/electrical/upgrade-an-electrical-panel/ | Roof and Windows Detail Cost Estimate
|  |  |  | Wiring higher voltage to the perimeter of the building | 650 | per heater |  | PHASE | TRADE |  | QUAN | UNIT | UNIT PRICE | ITEM TOTAL
|  |  |  | Total in-unit cost | 4.575 | per apartment |  | Windows and Roofing 4,494,026
|  |  |  | Cost estimate for apartment upgrades | 6.93 | per apartment | Material and labor cost from NYC affordable pilot | [6 empty] | -
[5 empty] | 8.83 | per apartment | Material and labor +contingency + profit cost from NYC affordable pilot |  | Windows |  | Quantity |  | Unit Price | Total
[9 empty] | Protection and Demo of Window Surrounds |  | 855 | ea | 200 | 171000
[9 empty] | Remove and dispose of existing window |  | 855 | ea | 400 | 342000
[9 empty] | Prep opening for window installation |  | 855 | ea | 200 | 171000
[9 empty] | Installation of new window, complete with loading, anchors, insulation, trims, seals |  | 855 | ea | 750 | 641250
(assumes interior seal and "temp" exterior by window installer, exterior seal by EIFS installer)
[9 empty] | Restore finisihes at interior |  | 855 | ea | 300 | 256500
[9 empty] | Windows - furnished and delivered / assume Schuco AWS 90 |  | 13350 | SF | 78 | 1041308
[9 empty] | Roofing |  | 8108 | SF | 65 | 527020
Provide new roof membrane / American Hyrdrotech w/ 2" insulation.
Includes rip up and prep
Thermal isolators for equipment provided by others but installed with this phase. (potential coordination issue in phasing)
Includes pavers as ballast / no green roof assemblies assumed
no asbestos remediation included
General Conditions
[9 empty] | Bridges at lobby and egress of building during overhead work, with lighting |  | 1 | LS | 20000 | 20000
[9 empty] | Construction Fence at Perimeter of Building during overhead work |  | 500 | LF | 45 | 22500
[9 empty] | Add for Gates |  | 2 | ea | 2500 | 5000
[9 empty] | Staff (assume 6 month duration) |  |  |  |  | -
[9 empty] | Superintendent |  | 6 | mo | 22000 | 132000
[9 empty] | Project Management |  | 8 | mo | 20000 | 160000
[9 empty] | Labor - 4 men / 3 months (site cleanup, protection, and maintenance) |  | 3 | mo | 18000 | 54000
[9 empty] | Admin/Support (part itme) |  | 8 | mo | 2500 | 20000
[9 empty] | Misc Materials/supplies |  | 1 | ls | 15000 | 15000
[9 empty] | Carting, 30CY containers |  | 16 | ea | 750 | 12000
[9 empty] | misc permits / violations/ filings |  | 1 | ls | 10000 | 10000
[9 empty] | Insurance |  | 0.04 | pct | 3600578 | 153025
[9 empty] | Overhead |  | 0.02 | pct | 3753602 | 75072
[9 empty] | Fee |  | 0.08 | pct | 3828674 | 306294
[9 empty] | Scope and Design Contingency |  | 0.1 | pct | 3590578 | 359058
[8 empty] | EIFS Installation 2,528,512 |  |  | Quantity |  | Unit Price | Total
[9 empty] | Budget for mastclimber at building exterior |  | 42272 | SF | 6.5 | 274767
[9 empty] | Add for Parapets |  | 1584 |  | 5 | 7920
[9 empty] | Add for pipe scaffold at misc bulkheads |  | 1200 |  | 5 | 6000
-
[9 empty] | 4" Sto EPS system, including parapets and bulkheads |  | 45056 | SF | 23 | 1036286
[9 empty] | Add for stops and routing/isolation of refrigerant risers |  | 11000 | LF | 10 | 110000
[9 empty] | Add for sills at windows for extra depth (head and jambs included in unit numbers above) |  | 3420 | LF | 4 | 13680
[9 empty] | New copings at parapet |  | 530 | LF | 60 | 31800
[9 empty] | Add for 2" EIFS at back of parapets |  | 1584 |  | 20 | 31680
[9 empty] | Premium for delays from install and testing of VRF piping |  | 1 | LS | 50000 | 50000
General Conditions
[9 empty] | Bridges at lobby and egress of building during overhead work, with lighting |  | 1 | LS | 20000 | 20000
[9 empty] | Construcition Fence at Perimeter of Building during overhead work |  | 500 | LF | 45 | 22500
[9 empty] | Add for Gates |  | 2 | ea | 2500 | 5000
[9 empty] | Staff (assume 6 month duration) |  |  |  |  | -
[9 empty] | Superintendent |  | 6 | mo | 22000 | 132000
[9 empty] | Project Management |  | 8 | mo | 20000 | 160000
[9 empty] | Labor - 4 men / 3 months (site cleanup, protection, and maintenance) |  | 3 | mo | 18000 | 54000
[9 empty] | Admin/Support (part itme) |  | 8 | mo | 2500 | 20000
[9 empty] | Misc Materials/supplies |  | 1 | ls | 15000 | 15000
[9 empty] | Carting, 30CY containers |  | 5 | ea | 750 | 3750
[9 empty] | permits/violations |  | 1 | ls | 7500 | 7500
[9 empty] | Insurance |  | 0.0425 | pct | 1994383 | 84761
[9 empty] | Overhead |  | 0.02 | pct | 2086644 | 41733
[9 empty] | Fee |  | 0.08 | pct | 2128377 | 170270
-
[9 empty] | Design/Field Condition Contingency |  | 0.1 | pct | 2298647 | 229865
Note on C10: Assumes 11F design temperature, 4485 HDD65 in NYC (10-yr rolling average as of 2019) and 12,000 BTU per 1000SF on design day in typical MF building

## GHG Coefficient Lookup
This tab can be used to look up the current greenhouse gas intensity of the electricity grid across the United States. The highlighted columns for CO2e are used.
| 1. Subregion Output Emission Rates (eGRID2016) | [20 empty] | City | Subregion | State | EPA BL Lb/kBTU | EPA NBL Lb/kBTU | Used in GHG Inventory [Lb/kBTU] | State-based | Today GHG kg/kBTU | 2050 GHG kg/kBTU
| eGRID subregion acronym | eGRID subregion name | Total output emission rates | [6 empty] | Non-baseload output emission rates | [6 empty] | Grid Gross Loss (%) |  |  |  |  | DC | RFCE | DC | 0.22336 | 0.42245 | 0.42245 | 0.14157 | 0.19159 | 0.0026956
|  |  | lb/MWh | [6 empty] | lb/MWh | [11 empty] | NYC | NYCW | NYC | 0.18672 | 0.31151 | 0.16758 | 0.13654 | 0.076 | 0.0026956
|  |  | CO2 | CH4 | N2O | CO2e | Annual NOx | Ozone Season NOx | SO2 | CO2 | CH4 | N2O | CO2e | Annual NOx | Ozone Season NOx | SO2 |  | eGRID subregion name | eGRID subregion acronym | Baseload CO2e Lb/MWH | Non-Baseload CO2e Lb/MWH | Santa Mon | CAMX | CA | 0.1553 | 0.27714 | 0.1553 | 0.13308 | 0.070432 | 0.0026956
| AKGD | ASCC Alaska Grid | 1072.28 | 0.077 | 0.011 | 1077.27 | 6.519 | 6.49 | 0.525 | 1367.763 | 0.11 | 0.016 | 1375 | 6.761 | 6.708 | 0.747 | 5.253% | RFC East | RFCE | 762.113 | 1441.398 | Seattle | NWPP | WA | 0.19209 | 0.44953 | 0.0059438 | 0.055079 | 0.0026956 | 0.0026956
| AKMS | ASCC Miscellaneous | 503.125 | 0.023 | 0.004 | 504.854 | 6.958 | 6.524 | 0.63 | 1533.805 | 0.068 | 0.012 | 1538.913 | 21.79 | 20.846 | 1.965 | 5.253%
| AZNM | WECC Southwest | 1043.645 | 0.079 | 0.012 | 1049.048 | 0.961 | 0.913 | 0.276 | 1384.823 | 0.097 | 0.014 | 1391.222 | 1.299 | 1.136 | 0.354 | 4.235%
| CAMX | WECC California | 527.862 | 0.033 | 0.004 | 529.889 | 0.567 | 0.529 | 0.052 | 942.94 | 0.045 | 0.006 | 945.607 | 0.828 | 0.783 | 0.056 | 4.235% |  |  |  |  | Natural Gas CO2e [kg/MillionBTU] | 53.11 | source (page 7, figure 1): https://portfoliomanager.energystar.gov/pdf/reference/Emissions.pdf
| ERCT | ERCOT All | 1009.156 | 0.076 | 0.011 | 1014.076 | 0.545 | 0.571 | 1.035 | 1402.821 | 0.108 | 0.015 | 1409.751 | 0.751 | 0.745 | 1.596 | 4.889% |  |  |  |  | NYC 80x50 Roadmap - 2015 Grid [tCO2e/MMBTU] | 0.076 | kgCO2e/kBTU
| FRCC | FRCC All | 1011.683 | 0.075 | 0.01 | 1016.353 | 0.532 | 0.547 | 0.372 | 1188.485 | 0.078 | 0.011 | 1193.266 | 0.594 | 0.613 | 0.434 | 4.487% |  |  |  |  | NYC 80x50 Roadmap -2015 grid | 0.16758 | [Lb/kBTU]
| HIMS | HICC Miscellaneous | 1152.016 | 0.095 | 0.015 | 1158.708 | 7.445 | 6.975 | 4.5 | 1529.999 | 0.147 | 0.023 | 1540.205 | 11.82 | 11.316 | 4.547 | 5.35%
| HIOA | HICC Oahu | 1662.888 | 0.181 | 0.028 | 1675.224 | 3.368 | 3.196 | 8.648 | 1637.529 | 0.153 | 0.024 | 1648.314 | 4.1 | 4.156 | 8.148 | 5.35%
| MROE | MRO East | 1668.212 | 0.156 | 0.026 | 1679.293 | 1.046 | 1.085 | 1.288 | 1740.055 | 0.156 | 0.025 | 1750.936 | 0.981 | 1.011 | 1.329 | 4.487%
| MROW | MRO West | 1238.817 | 0.115 | 0.02 | 1247.426 | 1.043 | 1.056 | 1.392 | 1821.967 | 0.154 | 0.029 | 1833.986 | 1.584 | 1.479 | 2.024 | 4.487%
| NEWE | NPCC New England | 558.156 | 0.09 | 0.012 | 563.717 | 0.389 | 0.372 | 0.126 | 975.136 | 0.086 | 0.011 | 980.492 | 0.522 | 0.438 | 0.232 | 4.487%
| NWPP | WECC Northwest | 651.199 | 0.061 | 0.009 | 655.407 | 0.612 | 0.653 | 0.439 | 1524.886 | 0.124 | 0.02 | 1533.809 | 1.387 | 1.406 | 0.844 | 4.235%
| NYCW | NPCC NYC/Westchester | 635.81 | 0.022 | 0.003 | 637.078 | 0.258 | 0.326 | 0.016 | 1061.676 | 0.022 | 0.002 | 1062.856 | 0.473 | 0.562 | 0.024 | 4.487%
| NYLI | NPCC Long Island | 1178.322 | 0.126 | 0.016 | 1185.992 | 0.861 | 0.84 | 0.157 | 1338.799 | 0.036 | 0.004 | 1340.899 | 0.931 | 0.878 | 0.282 | 4.487%
| NYUP | NPCC Upstate NY | 294.661 | 0.021 | 0.003 | 295.942 | 0.294 | 0.315 | 0.188 | 1018.249 | 0.061 | 0.008 | 1022.002 | 0.792 | 0.77 | 0.92 | 4.487%
| RFCE | RFC East | 758.178 | 0.05 | 0.009 | 762.113 | 0.59 | 0.56 | 0.571 | 1434.424 | 0.079 | 0.017 | 1441.398 | 1.236 | 1.115 | 1.225 | 4.487%
| RFCM | RFC Michigan | 1272.045 | 0.067 | 0.018 | 1278.896 | 0.905 | 0.905 | 1.71 | 1806.07 | 0.101 | 0.025 | 1816.085 | 1.3 | 1.217 | 2.809 | 4.487%
| RFCW | RFC West | 1243.439 | 0.108 | 0.019 | 1251.472 | 0.945 | 0.938 | 1.199 | 1934.366 | 0.172 | 0.029 | 1946.896 | 1.522 | 1.447 | 2.185 | 4.487%
| RMPA | WECC Rockies | 1367.768 | 0.137 | 0.02 | 1376.775 | 1.016 | 1.005 | 0.638 | 1688.279 | 0.147 | 0.021 | 1697.877 | 1.238 | 1.18 | 0.803 | 4.235%
| SPNO | SPP North | 1412.35 | 0.149 | 0.022 | 1422.17 | 0.802 | 0.895 | 0.459 | 1990.822 | 0.202 | 0.029 | 2004.108 | 1.412 | 1.491 | 1.067 | 4.487%
| SPSO | SPP South | 1248.329 | 0.095 | 0.015 | 1254.856 | 0.85 | 0.897 | 1.66 | 1662.548 | 0.121 | 0.019 | 1670.862 | 1.267 | 1.282 | 2.376 | 4.487%
| SRMV | SERC Mississippi Valley | 838.889 | 0.05 | 0.007 | 842.153 | 0.8 | 0.874 | 0.712 | 1186.02 | 0.071 | 0.01 | 1190.6 | 1.25 | 1.38 | 1.091 | 4.487%
| SRMW | SERC Midwest | 1612.59 | 0.082 | 0.026 | 1622.464 | 1.135 | 1.13 | 2.439 | 1955.215 | 0.084 | 0.031 | 1966.541 | 1.283 | 1.229 | 3.096 | 4.487%
| SRSO | SERC South | 1089.374 | 0.087 | 0.013 | 1095.119 | 0.51 | 0.451 | 0.371 | 1453.541 | 0.115 | 0.017 | 1461.082 | 0.782 | 0.658 | 0.631 | 4.487%
| SRTV | SERC Tennessee Valley | 1185.433 | 0.093 | 0.017 | 1192.638 | 0.719 | 0.722 | 1.004 | 1757.366 | 0.135 | 0.025 | 1767.892 | 1.101 | 1.051 | 1.572 | 4.487%
| SRVC | SERC Virginia/Carolina | 805.285 | 0.067 | 0.011 | 810.131 | 0.478 | 0.491 | 0.342 | 1422.233 | 0.111 | 0.019 | 1430.364 | 0.787 | 0.76 | 0.628 | 4.487%
| U.S. |  | 998.443 | 0.08 | 0.013 | 1004.167 | 0.721 | 0.719 | 0.798 | 1500.955 | 0.111 | 0.018 | 1508.942 | 1.094 | 1.039 | 1.282 | 4.476%
[16 empty] | Created: | 2018-02-15
3. State Output Emission Rates (eGRID2016)
| State | Total output emission rates
(lb/MWh)
|  | CO2 | CH4 | N2O | CO2e | Annual NOx | Ozone Season NOx | SO2
| AK | 925.862 | 0.063 | 0.009 | 930.013 | 6.632 | 6.498 | 0.552 | 0.27257
| AL | 912.917 | 0.069 | 0.01 | 917.468 | 0.418 | 0.389 | 0.404 | 0.26889
| AR | 1115.65 | 0.105 | 0.015 | 1122.593 | 0.924 | 0.948 | 1.611 | 0.32901
| AZ | 932.225 | 0.067 | 0.011 | 937.072 | 0.625 | 0.603 | 0.238 | 0.27464
| CA | 452.541 | 0.026 | 0.003 | 454.059 | 0.475 | 0.446 | 0.037 | 0.13308
| CO | 1468.373 | 0.146 | 0.021 | 1477.945 | 1.12 | 1.127 | 0.705 | 0.43316
| CT | 498.467 | 0.061 | 0.008 | 502.135 | 0.321 | 0.346 | 0.035 | 0.14717
| DC | 481.786 | 0.023 | 0.002 | 483.042 | 4.578 | 4.551 | 0.098 | 0.14157
| DE | 887.415 | 0.033 | 0.004 | 889.337 | 0.397 | 0.393 | 0.121 | 0.26065
| FL | 1024.205 | 0.077 | 0.01 | 1028.967 | 0.546 | 0.56 | 0.374 | 0.30157
| GA | 1001.754 | 0.086 | 0.013 | 1007.448 | 0.446 | 0.334 | 0.359 | 0.29527
| HI | 1522.102 | 0.157 | 0.024 | 1532.882 | 4.492 | 4.229 | 7.505 | 0.44926
| IA | 997.858 | 0.051 | 0.016 | 1003.87 | 0.772 | 0.903 | 1.048 | 0.29422
| ID | 188.695 | 0.008 | 0.001 | 189.273 | 0.267 | 0.254 | 0.067 | 0.055473
| IL | 811.318 | 0.048 | 0.012 | 816.041 | 0.357 | 0.395 | 0.954 | 0.23917
| IN | 1812.703 | 0.185 | 0.027 | 1824.905 | 1.708 | 1.672 | 1.733 | 0.53485
| KS | 1195.553 | 0.129 | 0.019 | 1204.056 | 0.759 | 0.89 | 0.301 | 0.35289
| KY | 1954.301 | 0.189 | 0.032 | 1968.084 | 1.458 | 1.442 | 1.905 | 0.57681
| LA | 878.85 | 0.049 | 0.007 | 882.134 | 0.82 | 0.896 | 0.723 | 0.25854
| MA | 821.327 | 0.101 | 0.013 | 827.514 | 0.523 | 0.45 | 0.227 | 0.24253
| MD | 1012.682 | 0.078 | 0.017 | 1019.454 | 0.621 | 0.674 | 0.944 | 0.29878
| ME | 336.964 | 0.164 | 0.023 | 347.62 | 0.578 | 0.566 | 0.289 | 0.10188
| MI | 1099.854 | 0.063 | 0.016 | 1106.015 | 0.832 | 0.824 | 1.539 | 0.32415
| MN | 1012.67 | 0.123 | 0.018 | 1020.283 | 0.67 | 0.661 | 0.582 | 0.29903
| MO | 1687.742 | 0.122 | 0.028 | 1698.955 | 1.457 | 1.424 | 2.545 | 0.49794
| MS | 940.716 | 0.029 | 0.006 | 943.029 | 0.428 | 0.494 | 0.162 | 0.27639
| MT | 1251.022 | 0.135 | 0.02 | 1260.078 | 1.123 | 1.147 | 1.022 | 0.36931
| NC | 867.441 | 0.08 | 0.011 | 872.658 | 0.558 | 0.57 | 0.445 | 0.25576
| ND | 1663.754 | 0.13 | 0.027 | 1674.823 | 1.98 | 1.899 | 2.394 | 0.49086
| NE | 1281.153 | 0.139 | 0.021 | 1290.709 | 1.129 | 1.124 | 2.771 | 0.37829
| NH | 310.564 | 0.101 | 0.013 | 316.792 | 0.236 | 0.227 | 0.079 | 0.092846
| NJ | 557.822 | 0.034 | 0.004 | 559.824 | 0.235 | 0.268 | 0.054 | 0.16408
| NM | 1572.786 | 0.15 | 0.022 | 1582.602 | 2.353 | 2.363 | 0.502 | 0.46383
| NV | 769.912 | 0.027 | 0.003 | 771.539 | 0.477 | 0.525 | 0.159 | 0.22613
| NY | 464.02 | 0.031 | 0.004 | 465.876 | 0.341 | 0.383 | 0.137 | 0.13654
| OH | 1465.96 | 0.125 | 0.022 | 1475.334 | 1.007 | 1.007 | 1.786 | 0.4324
| OK | 1043.716 | 0.063 | 0.011 | 1048.311 | 0.691 | 0.751 | 1.276 | 0.30724
| OR | 305.891 | 0.02 | 0.003 | 307.162 | 0.352 | 0.448 | 0.139 | 0.090024
| PA | 855.444 | 0.052 | 0.011 | 860.046 | 0.821 | 0.762 | 0.959 | 0.25207
| RI | 870.822 | 0.017 | 0.002 | 871.69 | 0.244 | 0.195 | 0.023 | 0.25548
| SC | 629.428 | 0.025 | 0.009 | 632.802 | 0.282 | 0.311 | 0.24 | 0.18546
| SD | 513.316 | 0.049 | 0.007 | 516.562 | 0.207 | 0.234 | 0.142 | 0.1514
| TN | 992.271 | 0.074 | 0.015 | 998.407 | 0.513 | 0.562 | 0.803 | 0.29262
| TX | 1049.527 | 0.079 | 0.011 | 1054.602 | 0.605 | 0.633 | 1.09 | 0.30909
| UT | 1627.372 | 0.166 | 0.024 | 1638.384 | 1.777 | 1.676 | 0.878 | 0.48018
| VA | 813.802 | 0.083 | 0.012 | 818.98 | 0.557 | 0.55 | 0.255 | 0.24003
| VT | 56.89 | 0.161 | 0.021 | 66.825 | 0.356 | 0.473 | 0.013 | 0.019585
| WA | 186.844 | 0.01 | 0.003 | 187.93 | 0.149 | 0.173 | 0.05 | 0.055079
| WI | 1388.88 | 0.072 | 0.02 | 1396.49 | 0.673 | 0.69 | 0.504 | 0.40929
| WV | 1975.757 | 0.211 | 0.033 | 1990.559 | 1.33 | 1.289 | 1.181 | 0.5834
| WY | 2026.26 | 0.223 | 0.032 | 2040.967 | 1.58 | 1.614 | 1.394 | 0.59817
| U.S. | 998.443 | 0.08 | 0.013 | 1004.167 | 0.721 | 0.719 | 0.798
[7 empty] | Created: | 2018-02-15

## Core City Stats
This tab has various information compilations for the Core Cities, which were copied into each city tab. The data from these tabs come from benchmarking or parcel assessment (property tax) data.
Count
Buildings with Energy Data - CNCA typologies | DC | NYC | Seattle | Santa Mon
Building Type
Comm-Inst Other | 276 | 1616 | 551 | 1856
Hotel-Dorm-Lodging | 151 | 500 | 154 | 59
Industrial | 51 | 325 | 221 | 280
K-12 School | 141 | 1424 | 143 | 39
MF-New-Tall | 187 | 1575 | 508 | 57
MF-Old-Tall | 289 | 7310 | 218 | 128
MF-Short | 184 | 280 | 985 | 2178
Office-Large | 47 | 253 | 37 | 1 | [10 empty] | Enter City Name | NYC
Office | 524 | 1202 | 467 | 358 | [10 empty] | Building America Climate Zone | Mixed-humid
[15 empty] | Climate Approximated Core City Overwrite for specific Core City | NYC
[15 empty] | Input Site EUI Data | kBTU/SF | kBTU/SF | Buildings
Paste in median gas and electricity site EUI per building type
|  | CBECS Primary Activity | Tall or Short | Old/New (1980 and newer) | Count of Address 1 (self-reported) | Sum of Self-Reported Gross Floor Area (ft²) | [8 empty] | Principal Building Activity | Median Gas EUI | Median Elec EUI | Count with Energy Data |  |  |  |  | NYC | DC | Seattle | Santa Mon
|  | Multifamily | Short |  | 836 | 69793029 | [8 empty] | MF-New-Tall | 54.592 | 30.708 | 1865 | 264301337 | 382883357 |  |  | 1575 | 187 | 508 | 57
|  | Multifamily | Tall | New | 3139 | 382883357 | [8 empty] | MF-Old-Tall | 76.551 | 20.349 | 9183 | 1122038000 | 1702274825 |  |  | 7310 | 289 | 218 | 128
|  | Multifamily | Tall | Old | 18053 | 1702274825 | [8 empty] | MF-Short | 51.96 | 56.29 | 314 | 39319594 | 69793029 |  |  | 280 | 184 | 985 | 2178
|  | Multifamily | #N/A | New | 524 | 62328877 | [8 empty] | Education | 43.928 | 20.672 | 1529 | 206781720 | 319586694 |  |  | 1586 | 152 | 132 | 0
|  | Multifamily | #N/A | Old | 834 | 60372903 | [8 empty] | Food Sales | 0 | 114.7 | 18 | 2742277 | 8579843 |  |  | 17 | 13 | 24 | 0
[15 empty] | Food Service | 69.84 | 46.56 | 7 | 310758 | 1341013 |  |  | 7 | 1 | 11 | 0
[15 empty] | Health care Inpatient | 113.337 | 66.563 | 15 | 13912691 | 73584591 |  |  | 14 | 5 | 2 | 0
NYC - CY2017 data, all buildings over 25k SF | [12 empty] | Total in BM (even with bad energy data |  | Health care Outpatient | 35.607 | 55.693 | 75 | 6256191 | 16489737 |  |  | 67 | 10 | 19 | 0
CBECS Primary Activity | Count of Address 1 (self-reported) | Sum of Self-Reported Gross Floor Area (ft²) | Sum of Electricity Use - Grid Purchase (kBtu) | Sum of Natural Gas Use (kBtu) | Sum of District Steam Use (kBtu) | Sum of Fuel Oil #2 Use (kBtu) | Sum of Fuel Oil #4 Use (kBtu) |  |  | Elec EUI | Gas EUI | CBECS Primary Activity | Count of Address 1 (self-reported) | Sum of Self-Reported Gross Floor Area (ft²) | Lodging | 60.85 | 60.85 | 519 | 63973435 | 189801323 |  |  | 491 | 142 | 101 | 0
Education | 1885 | 217721176 | 6255591915.5 | 6345587007.7 | 757260104 | 1094912015.4 | 1869074069.6 |  |  | 28.7321 | 46.2373 | Education | 2676 | 319586694 | Mercantile Enclosed and strip malls | 9.17 | 82.53 | 32 | 7609664 | 12966991 |  |  | 26 | 4 | 9 | 0
Food Sales | 34 | 2849082 | 185359756.3 | 97805201.6 | [5 empty] | 65.0595 | 34.3287 | Food Sales | 138 | 8579843 | Mercantile Retail (other than mall) | 23.1402 | 71.3098 | 132 | 17773796 | 30810118 |  |  | 123 | 5 | 57 | 0
Food Service | 9 | 409433 | 17680615.4 | 48487864.9 |  | 143829.1 |  |  |  | 43.1832 | 118.7781 | Food Service | 20 | 1341013 | Office | 30.377 | 51.723 | 1255 | 237363220 | 717962630 |  |  | 11988 | 581 | 475 | 0
Health care Inpatient | 24 | 13912691 | 904669770 | 1040124062 | 334183991.4 | 19674955.5 | 18863740.7 |  |  | 65.0248 | 101.5509 | Health care Inpatient | 149 | 73584591 | Other | 32.142 | 40.908 | 232 | 24603658 | 105696502 |  |  | 1183 | 225 | 185 | 0
Health care Outpatient | 84 | 7201353 | 361074060.2 | 208745240.5 | 56271965.6 | 4962397 | 6601886.3 |  |  | 50.1398 | 38.4069 | Health care Outpatient | 160 | 16489737 | Public Assembly | 46.464 | 50.336 | 218 | 16477361 | 45357092 |  |  | 203 | 47 | 70 | 0
Mercantile Enclosed and strip malls | 43 | 7637789 | 507457635.4 | 106228035.3 | 6543764.8 |  |  |  |  | 66.4404 | 14.765 | Lodging | 1449 | 189801323 | Public order and safety | 67.0535 | 46.5965 | 162 | 8514225 | 22091523 |  |  | 213 | 26 | 42 | 0
Mercantile Retail (other than mall) | 214 | 18403751 | 913128744.2 | 458593265.8 | 12872513.1 | 17147052.5 | 14105031.3 |  |  | 49.6164 | 27.3161 | Mercantile Enclosed and strip malls | 96 | 12966991 | Religious Worship | 42.12 | 38.88 | 55 | 4194916 | 10555813 |  |  | 159 | 33 | 3 | 0
Other | 321 | 26006114 | 884919966.8 | 729326801.1 | 50124040.4 | 76310812.1 | 48285260.3 |  |  | 34.0274 | 34.7629 | Mercantile Retail (other than mall) | 312 | 30810118 | Service | 89.376 | 32.224 | 88 | 5632255 | 10152313 |  |  | 51 | 12 | 47 | 0
Public Assembly | 273 | 20203235 | 1143303839.9 | 714514699 | 418717006.9 | 35377744.3 | 4669664.2 |  |  | 56.5901 | 58.0738 | Multifamily | 23386 | 2277652991 | Warehouse and storage | 29.068 | 38.532 | 296 | 42946889 | 103653477 |  |  | 87 | 1 | 11 | 0
Public order and safety | 176 | 9919198 | 440788406.3 | 402244389.6 | 64259885.9 | 40944822.7 | 0 |  |  | 44.4379 | 51.1583 | Office | 3144 | 717962630 | [8 empty] | 269 | 21 | 176 | 0
Religious Worship | 85 | 4496111 | 112781436.4 | 118488890 | 13233029.3 | 47217762.8 | 2133074.7 |  |  | 25.0842 | 40.2732 | Other | 798 | 105696502
Service | 109 | 7175351 | 199520446.9 | 454883233.9 | 71000481.1 | 92306114.5 | 4730400.1 |  |  | 27.8064 | 86.8139 | Public Assembly | 442 | 45357092 | Enter City Name | DC
Warehouse and storage | 472 | 44025123 | 1140821769.5 | 1285637815.8 | 232781.8 | 51337192.5 | 2415844 |  |  | 25.913 | 30.4286 | Public order and safety | 235 | 22091523 | Building America Climate Zone | Mixed-humid
Vacant | 0 | 0 | 0 | 0 | 0 | 0 | 0 | 0 | 0 | #DIV/0! | #DIV/0! | Religious Worship | 179 | 10555813 | Climate Approximated Core City Overwrite for specific Core City used for major typology targets | DC
[12 empty] | Service | 148 | 10152313 | Input Site EUI Data | kBTU/SF | kBTU/SF | Buildings | Buildings
DC - CY2017 data, all buildings over 10k SF | [11 empty] | Warehouse and storage | 989 | 103653477 | Paste in median gas and electricity site EUI per building type
CBECS Primary Activity | Count of Address 1 | Sum of Property GFA - Self-Reported (ft²) | Sum of Electricity Use - Grid Purchase (kWh) | Sum of Natural Gas Use (therms) | [5 empty] | Elec EUI | Gas EUI |  | Count of Address 1 | Sum of Property GFA - Self-Reported (ft²) | Primary Building Activity | Median Gas EUI | Median Elec EUI | Count with Energy Data | Covered Floor Area
Education | 170 | 30823113 | 478913078.3 | 18684918.3135 | [5 empty] | 53.0138 | 60.6198 |  | 173 | 32344387 | MF-New-Tall | 8.84 | 35.36 | 153 | 28601738 |  |  |  | 8.84 | 35.36 | 153 | 28601738
Food Sales | 15 | 940936 | 36160810.5 | 403527.4923 | [5 empty] | 131.1255 | 42.8858 |  | 15 | 940936 | MF-Old-Tall | 44.24 | 18.96 | 289 | 47296920 |  |  |  | 44.24 | 18.96 | 289 | 47296920
Food Service | 1 | 140000 | 1941929.7 | 15018 | [5 empty] | 47.3276 | 10.7271 |  | 1 | 140000 | MF-Short | 35.28 | 23.52 | 173 | 22869495.5 |  |  |  | 35.28 | 23.52 | 173 | 22869495.5
Health care Inpatient | 7 | 4547948 | 148820500.5 | 3749601.5988 | [5 empty] | 111.6494 | 82.446 |  | 7 | 4547948 | Education | 26.76 | 40.14 | 161 | 29184618.5 |  |  |  | 26.76 | 40.14 | 161 | 29184618.5
Health care Outpatient | 17 | 2409849 | 40471038.6 | 1613111.4857 | [5 empty] | 57.3012 | 66.9383 |  | 17 | 2409849 | Food Sales | 58.485 | 136.465 | 14 | 843823 |  |  |  | 58.485 | 136.465 | 14 | 843823
Mercantile Enclosed and strip malls | 8 | 1134521 | 22433492.1 | 85744.347 | [5 empty] | 67.4673 | 7.5578 |  | 8 | 1134521 | Food Service | 11.62 | 46.48 | 1 | 140000 |  |  |  | 11.62 | 46.48 | 1 | 140000
Mercantile Retail (other than mall) | 6 | 1202414 | 17438494.9 | 134052.3774 | [5 empty] | 49.4839 | 11.1486 |  | 6 | 1202414 | Health care Inpatient | 93.26 | 139.89 | 6 | 3933477 |  |  |  | 93.26 | 139.89 | 6 | 3933477
Other | 61 | 13598799 | 249157296.2 | 3214743.8155 | [5 empty] | 62.5147 | 23.6399 |  | 62 | 13714624 | Health care Outpatient | 7.32 | 65.88 | 12 | 2077964 |  |  |  | 7.32 | 65.88 | 12 | 2077964
Public Assembly | 50 | 4575893 | 71372039.3 | 1046076.6237 | [5 empty] | 53.2183 | 22.8606 |  | 53 | 4871465 | Lodging | 34.44 | 51.66 | 155 | 31174509.2 |  |  |  | 34.44 | 51.66 | 155 | 31174509.2
Public order and safety | 37 | 1273878 | 22204207.7 | 335836.9293 | [5 empty] | 59.4725 | 26.3634 |  | 37 | 1273878 | Mercantile Enclosed and strip malls | 0 | 75.75 | 6 | 886143 |  |  |  | 0 | 75.75 | 6 | 886143
Service | 2 | 268228 | 1628904 | 139040.9968 | [5 empty] | 20.7205 | 51.8369 |  | 2 | 268228 | Mercantile Retail (other than mall) | 17.37 | 40.53 | 5 | 1105881 |  |  |  | 17.37 | 40.53 | 5 | 1105881
Warehouse and storage | 30 | 4104638 | 20454973.9 | 343613.2862 | [5 empty] | 17.0033 | 8.3713 |  | 30 | 4104638 | Office | 0 | 60.9 | 445 | 106512888 |  |  |  | 0 | 60.9 | 445 | 106512888
Vacant | [14 empty] | Other | 25.23 | 58.87 | 41 | 6039572.8 |  |  |  | 25.23 | 58.87 | 41 | 6039572.8
Hotel-Dorm-Lodging | 146 | 20580043 | 316040681.7 | 7650848.3639 | [5 empty] | 52.3969 | 37.1761 |  |  |  | Public Assembly | 40.52 | 60.78 | 31 | 2096698 |  |  |  | 40.52 | 60.78 | 31 | 2096698
MF-New-Tall | 183 | 33571671 | 359001752.2 | 3989436.7259 | [5 empty] | 36.4865 | 11.8833 |  |  |  | Public order and safety | 34.88 | 52.32 | 37 | 1416930 |  |  |  | 34.88 | 52.32 | 37 | 1416930
MF-Old-Tall | 285 | 39784573 | 288568397.4 | 14366365.0604 | [5 empty] | 24.7482 | 36.1104 |  |  |  | Religious Worship | 26.1225 | 31.9275 | 14 | 1588064 |  |  |  | 26.1225 | 31.9275 | 14 | 1588064
MF-Short | 179 | 23107354 | 181218514 | 7997721.8418 | [5 empty] | 26.7585 | 34.6112 |  |  |  | Service | 58.04 | 87.06 | 2 | 268228 |  |  |  | 58.04 | 87.06 | 2 | 268228
Office | 508 | 99621007 | 1704928874.9 | 4693603.8416 | [5 empty] | 58.3935 | 4.7115 |  |  |  | Warehouse and storage | 1.29 | 11.61 | 25 | 3460183 |  |  |  | 1.29 | 11.61 | 25 | 3460183
[15 empty] | Enter City Name | Seattle |  |  |  | 0
Seattle | [14 empty] | Building America Climate Zone | Marine
Building Unit Type |  |  |  | Building Population | [10 empty] | Climate Approximated Core City Overwrite for specific Core City used for major typology targets | Seattle
[15 empty] | Input Site EUI Data | kBTU/SF | kBTU/SF | Buildings | Buildings |  |  | Seattle's Typologies
|  |  | SqFt² | [11 empty] | Paste in median gas and electricity site EUI per building type
Residential | Existing | Multifamily (1-3) | 51900756.5719 | MF- Short | [6 empty] | CBECS Primary Activit | Seattle |  |  | Primary Building Activity | Median Gas EUI | Median Elec EUI | Count with Energy Data | Citywide Total Count | BM Floor Area |  |  | Floor Area |  |  | Site EUI Total | Elec Total | Elec HVAC | Elec Other | Gas Total | Gas HVAC | Gas DHW | Gas Cook | Gas Proc
|  | Multifamily (4-6) | 63225991.0966 | MF-Tall | [6 empty] | Education | 24003916 |  |  | MF-New-Tall | 6.55 | 23.2226 | 305 | 25788474 | 25788474 |  | Multifamily (1-3) | 39552835.1015 |  |  | 39.9146 | 30.5205 | 11.5241 | 18.9964 | 9.3941 | 2.6385 | 2.0187 | 4.7369 | 0
|  | Multifamily (7+) | 46068690.9552 | MF-Tall | [6 empty] | Food Sales | 1907475 |  |  | MF-Old-Tall | 2.3296 | 30.9507 | 106 | 13179312 | 13179312 |  | Multifamily (4-6) | 56727677.0277 |  |  | 36.155 | 26.4712 | 13.1323 | 13.3389 | 9.6837 | 0.5822 | 1.5336 | 7.5679 | 0
|  | Single Family | 377036646.1384 | [7 empty] | Food Service | 410849 |  |  | MF-Short | 0.96146 | 31.0873 | 104 | 10261521 | 10261521 |  | Multifamily (7+) | 43237920.3417 |  |  | 48.5059 | 31.2596 | 21.2003 | 10.0593 | 17.2464 | 5.4503 | 8.3534 | 3.4427 | 0
Commercial | Existing | Dry Goods Retail | 18980559.6 | Mercantile Retail (other than mall) | [6 empty] | Health care Inpatient | 1209000 |  |  | Education | 22.168 | 22.168 | 157 | 24003916 | 24003916 |  | Dry Goods Retail | 17477267.8022 |  |  | 74.9641 | 56.1308 | 15.5059 | 40.6248 | 18.8333 | 13.6292 | 5.2042 | 0 | 0
|  | Grocery | 4871595 | Food Sales | [6 empty] | Health care Outpatient | 4176747 |  |  | Food Sales | 86.7293 | 130.0939 | 27 | 1907475 | 1907475 |  | Grocery | 4664472.8824 |  |  | 209.8871 | 155.3014 | 12.0505 | 143.2509 | 54.5857 | 26.4038 | 18.8964 | 9.2855 | 0
|  | Hospital | 16460899.75 | Health care Inpatient | [6 empty] | Lodging | 14454731 |  |  | Food Service | 77.4138 | 60.8252 | 12 | 410849 | 410849 |  | Hospital | 14907314.6005 |  |  | 199.8091 | 96.4083 | 38.557 | 57.8512 | 103.4008 | 53.1999 | 47.9755 | 2.2254 | 0
|  | Hotel Motel | 19309294.4 | Hotel-Dorm-Lodging | [6 empty] | Mercantile Enclosed and strip malls | 1839008 |  |  | Health care Inpatient | 132.2127 | 122.0425 | 5 | 1337399 | 1337399 |  | Hotel Motel | 17568067.0832 |  |  | 100.9343 | 47.8075 | 19.6134 | 28.1941 | 53.1268 | 11.6762 | 29.9633 | 7.0799 | 4.4074
|  | Office | 100846898.25 | Office | [6 empty] | Mercantile Retail (other than mall) | 6165819 |  |  | Health care Outpatient | 11.264 | 63.8291 | 27 | 4176747 | 4176747 |  | Office | 96569239.4518 |  |  | 76.5341 | 62.0338 | 22.0307 | 40.003 | 14.5004 | 13.1336 | 1.3667 | 0 | 0
|  | Other Commercial | 34225768.65 | [7 empty] | Multifamily | 49229307 |  |  | Lodging | 34.5043 | 33.821 | 108 | 14454731 | 14454731 |  | Other Commercial | 32379964.8662 |  |  | 74.7038 | 44.9338 | 6.4821 | 38.4517 | 29.7701 | 23.8551 | 2.2513 | 1.7646 | 1.899
|  | Restaurant | 8556782 | Food service | [6 empty] | Office | 54225910 |  |  | Mercantile Enclosed and strip malls | 23.0872 | 41.0439 | 11 | 1839008 | 1839008 |  | Restaurant | 7870325.2294 |  |  | 310.2468 | 101.2073 | 18.6259 | 82.5814 | 209.0395 | 5.0007 | 55.4634 | 148.5754 | 0
|  | School | 11317956 | Education | [6 empty] | Other | 12323030 |  |  | Mercantile Retail (other than mall) | 17.4766 | 40.7787 | 67 | 6165819 | 6165819 |  | School | 10754957.7855 |  |  | 59.729 | 30.4929 | 6.0944 | 24.3984 | 29.2361 | 21.9919 | 4.5163 | 0.89436 | 1.8336
|  | University | 4521778 | Education | [6 empty] | Public Assembly | 5078316 |  |  | Office | 2.5849 | 49.113 | 324 | 54225910 | 54225910 |  | University | 4173916.3133 |  |  | 131.9866 | 60.54 | 15.2366 | 45.3034 | 71.4467 | 50.0062 | 17.6835 | 2.0052 | 1.7517
|  | UW | 20551774 | Education | [6 empty] | Public order and safety | 639680 |  |  | Other | 23.0671 | 39.2764 | 95 | 12323030 | 12323030 |  | UW | 18970720.0942 |  |  | 106.9096 | 60.54 | 15.2366 | 45.3034 | 46.3697 | 32.7437 | 13.2503 | 0.20052 | 0.17517
|  | Warehouse | 19933807 | Warehouse and storage | [6 empty] | Religious Worship | 1714520 |  |  | Public Assembly | 45.3996 | 39.4595 | 46 | 5078316 | 5078316 |  | Warehouse | 18663560.2539 |  |  | 39.8074 | 28.5835 | 3.2174 | 25.3661 | 11.2239 | 9.3853 | 1.8386 | 0 | 0
[11 empty] | Service | 405042 |  |  | Public order and safety | 37.6822 | 44.2356 | 3 | 639680 | 639680
[11 empty] | Warehouse and storage | 13724146 |  |  | Religious Worship | 25.6346 | 12.0633 | 51 | 1714520 | 1714520
[15 empty] | Service | 66.5141 | 32.7607 | 11 | 405042 | 405042
[15 empty] | Warehouse and storage | 10.5244 | 19.9811 | 236 | 13724146 | 13724146
[15 empty] | Enter City Name | Santa Mon
| Seattle | DC | NYC | Santa Monica* |  | Floor Area and GHGI [CO2e/SF/yr] | Seattle |  | DC |  | NYC |  | Santa Monica* |  | Building America Climate Zone | Mixed-dry/Hot-dry
Building Type | Floor Area [SF] | Floor Area [SF] | Floor Area [SF] | Floor Area [SF] |  | Building Type | Area | GHGI | Area | GHGI | Area | GHGI | Area | GHGI | Climate Approximated Core City Overwrite for specific Core City | Santa Mon
MF-New-Tall (4+ stories, post 1979) | 67645576 | 33571671 | 382883357 | 2677012 |  | MF-New-Tall (4+ stories, post 1979) | 67645576 | MF-New-Tall | 33571671 | #REF! | 382883357 | #REF! | 2677012 | #REF! | Input Site EUI Data | kBTU/SF | kBTU/SF | Buildings
MF-Old-Tall (4+ stories, pre 1980) | 15122854 | 39784573 | 1702274825 | 5336347 |  | MF-Old-Tall (4+ stories, pre 1980) | 15122854 | MF-Old-Tall | 39784573 | #REF! | 1702274825 | #REF! | 5336347 | #REF! | Paste in median gas and electricity site EUI per building type
MF-Short (1-3 stories, any age) | 43143974 | 23107354 | 69793029 | 15347842 |  | MF-Short (1-3 stories, any age) | 43143974 | MF-Short | 23107354 | #REF! | 69793029 | #REF! | 15347842 | #REF! | Primary Building Activity | Median Gas EUI | Median Elec EUI | Count with Energy Data
Education | 24003916 | 30823113 | 319586694 | 571840 |  | Education | 24003916 | Education | 30823113 | #REF! | 319586694 | #REF! | 571840 | #REF! | MF-New-Tall |  |  |  | 57 | 2677012
Food Sales | 1907475 | 940936 | 8579843 | 309734 |  | Food Sales | 1907475 | Food sales | 940936 | #REF! | 8579843 | #REF! | 309734 | #REF! | MF-Old-Tall |  |  |  | 128 | 5336347
Food Service | 410849 | 140000 | 1341013 | 357213 |  | Food Service | 410849 | Food service | 140000 | #REF! | 1341013 | #REF! | 357213 | #REF! | MF-Short |  |  |  | 2178 | 15347842
Health care Inpatient | 1209000 | 4547948 | 73584591 | 1145724 |  | Health care Inpatient | 1209000 | Health care Inpatient | 4547948 | #REF! | 73584591 | #REF! | 1145724 | #REF! | Education |  |  |  | 44 | 571840
Health care Outpatient | 4176747 | 2409849 | 16489737 | 0 |  | Health care Outpatient | 4176747 | Health care Outpatient | 2409849 | #REF! | 16489737 | #REF! | 0 | #REF! | Food Sales |  |  |  | 17 | 309734
Lodging | 14454731 | 20580043 | 189801323 | 2715789 |  | Lodging | 14454731 | Lodging | 20580043 | #REF! | 189801323 | #REF! | 2715789 | #REF! | Food Service |  |  |  | 91 | 357213
Mercantile Enclosed and strip malls | 1839008 | 1134521 | 12966991 | 1058111 |  | Mercantile Enclosed and strip malls | 1839008 | Mercantile Enclosed and strip malls | 1134521 | #REF! | 12966991 | #REF! | 1058111 | #REF! | Health care Inpatient |  |  |  | 15 | 1145724
Mercantile Retail (other than mall) | 6165819 | 1202414 | 30810118 | 6317545 |  | Mercantile Retail (other than mall) | 6165819 | Mercantile Retail (other than mall) | 1202414 | #REF! | 30810118 | #REF! | 6317545 | #REF! | Health care Outpatient |  |  |  | 0 | 0
Office | 54225910 | 99621007 | 717962630 | 11975697 |  | Office | 54225910 | Office | 99621007 | #REF! | 717962630 | #REF! | 11975697 | #REF! | Lodging |  |  |  | 92 | 2715789
Other | 12323030 | 13598799 | 105696502 | 1693569 |  | Other | 12323030 | Other | 13598799 | #REF! | 105696502 | #REF! | 1693569 | #REF! | Mercantile Enclosed and strip malls |  |  |  | 18 | 1058111
Public Assembly | 5078316 | 4575893 | 45357092 | 405272 |  | Public Assembly | 5078316 | Public assembly | 4575893 | #REF! | 45357092 | #REF! | 405272 | #REF! | Mercantile Retail (other than mall) |  |  |  | 792 | 6317545
Public order and safety | 639680 | 1273878 | 22091523 | 224298 |  | Public order and safety | 639680 | Public order and safety | 1273878 | #REF! | 22091523 | #REF! | 224298 | #REF! | Multifamily |  |  |  | 0 | 0
Religious Worship | 1714520 | 268228 | 10555813 | 616152 |  | Religious Worship | 1714520 | Religious worship | 268228 | #REF! | 10555813 | #REF! | 616152 | #REF! | Office |  |  |  | 384 | 11975697
Service | 405042 | 4104638 | 10152313 | 1269985 |  | Service | 405042 | Service | 4104638 | #REF! | 10152313 | #REF! | 1269985 | #REF! | Other |  |  |  | 199 | 1693569
Warehouse and storage | 13724146 | 0 | 103653477 | 1068166 |  | Warehouse and storage | 13724146 | Warehouse and storage | 0 | #REF! | 103653477 | #REF! | 1068166 | #REF! | Public Assembly |  |  |  | 28 | 405272
Total | 142278189 | 185221267 | 1668629660 | 29729095 |  | City Total Floor Area [million SF] | 142.2782 |  | 185.2213 |  | 1668.6297 |  | 29.7291 |  | Public order and safety |  |  |  | 210 | 224298
[15 empty] | Religious Worship |  |  |  | 48 | 616152
[15 empty] | Service |  |  |  | 190 | 1269985
[15 empty] | Warehouse and storage |  |  |  | 346 | 1068166
[15 empty] | CBECS Typology (applied by SWA) | CNCA Typology | Row Labels | GeneralUseType | SpecificUseType | Sum of SQFTmain | Count
[18 empty] | (missing) | (missing) | 690 | 2
[15 empty] | Service | Comm-Inst Other | C/I | Commercial | Auto, Recreation Equipment, Construction Equipment Sales and Service | 1081264 | 148
[15 empty] | Office | Comm-Inst Other | C/I | Commercial | Bank, Savings and Loan | 234847 | 26
[15 empty] | Mercantile Retail (other than mall) | Comm-Inst Other | C/I | Commercial | Commercial | 57759 | 177
[15 empty] | Mercantile Enclosed and strip malls | Comm-Inst Other | C/I | Commercial | Department Store | 295975 | 3
[15 empty] | Lodging | Hotel-Dorm-Lodging | C/I | Commercial | Hotel and Motel | 2102017 | 59
[15 empty] | Service | Comm-Inst Other | C/I | Commercial | Non-Auto Service and Repair Shop, Paint Shop, or Laundry | 61532 | 13
[15 empty] | Mercantile Retail (other than mall) | Comm-Inst Other | C/I | Commercial | Nursery or Greenhouse | 11496 | 3
[15 empty] | Office | Office | C/I | Commercial | Office Building | 10524331 | 299
[15 empty] | Warehouse and storage | Comm-Inst Other | C/I | Commercial | Parking Lot (Commercial Use Property) | 79303 | 263
[15 empty] | Office | Office | C/I | Commercial | Professional Building | 1216519 | 59
[15 empty] | Food service | Comm-Inst Other | C/I | Commercial | Restaurant, Cocktail Lounge | 357213 | 91
[15 empty] | Service | Comm-Inst Other | C/I | Commercial | Service Station | 25952 | 18
[15 empty] | Mercantile Enclosed and strip malls | Comm-Inst Other | C/I | Commercial | Shopping Center (Neighborhood, Community) | 168760 | 13
[15 empty] | Mercantile Enclosed and strip malls | Comm-Inst Other | C/I | Commercial | Shopping Center (Regional) | 593376 | 2
[15 empty] | Mercantile Retail (other than mall) | Comm-Inst Other | C/I | Commercial | Store | 2067217 | 334
[15 empty] | Mercantile Retail (other than mall) | Comm-Inst Other | C/I | Commercial | Store Combination | 4181073 | 278
[15 empty] | Food sales | Comm-Inst Other | C/I | Commercial | Supermarket | 291179 | 14
[15 empty] | Food sales | Comm-Inst Other | C/I | Commercial | Wholesale and Manufacturing Outlet | 18555 | 3
[15 empty] | Service | Industrial | C/I | Industrial | Food Processing Plant | 22092 | 2
[15 empty] | Other | Industrial | C/I | Industrial | Heavy Manufacturing | 78251 | 3
[15 empty] | Other | Industrial | C/I | Industrial | Industrial | 15108 | 3
[15 empty] | Other | Industrial | C/I | Industrial | Light Manufacturing | 1465224 | 154
[15 empty] | Warehouse and storage | Industrial | C/I | Industrial | Lumber Yard | 9000 | 1
[15 empty] | Service | Industrial | C/I | Industrial | Motion Picture, Radio and Television Industry | 79145 | 9
[15 empty] | Warehouse and storage | Industrial | C/I | Industrial | Open Storage | 6000 | 1
[15 empty] | Warehouse and storage | Industrial | C/I | Industrial | Parking Lot (Industrial Use Property) | 89747 | 13
[15 empty] | Warehouse and storage | Industrial | C/I | Industrial | Warehousing, Distribution, Storage | 884116 | 68
[15 empty] | Public assembly | Comm-Inst Other | C/I | Recreational | Athletic and Amusement Facility | 57052 | 6
[15 empty] | Public assembly | Comm-Inst Other | C/I | Recreational | Bowling Alley | 24014 | 1
[15 empty] | Public assembly | Comm-Inst Other | C/I | Recreational | Club, Lodge Hall, Fraternal Organization | 195348 | 15
[15 empty] | Public assembly | Comm-Inst Other | C/I | Recreational | Golf Course | 0 | 1
[15 empty] | Public assembly | Comm-Inst Other | C/I | Recreational | Theater | 128858 | 5
[16 empty] | 1-4 Family Res | CND | Residential | Single Family Residence | 11662518 | 9147
[16 empty] | Comm-Inst Other | OTH | Dry Farm |  | 20276 | 1
[15 empty] | Other | Comm-Inst Other | OTH | Institutional | Cemetery, Mausoleum, Mortuary | 9278 | 3
[15 empty] | Education | Comm-Inst Other | OTH | Institutional | Children's Day Care Center | 18888 | 4
[15 empty] | Religious worship | Comm-Inst Other | OTH | Institutional | Church | 616152 | 48
[15 empty] | Education | Comm-Inst Other | OTH | Institutional | College, University (Private) | 3451 | 1
[15 empty] | Lodging | Comm-Inst Other | OTH | Institutional | Homes for Aged and Others | 561037 | 27
[15 empty] | Health care Inpatient | Comm-Inst Other | OTH | Institutional | Hospital | 1145724 | 15
[15 empty] | Education | K-12 | OTH | Institutional | School (Private) | 549501 | 39
[15 empty] | Public order and safety | Comm-Inst Other | OTH | Miscellaneous | Government Owned Property | 224298 | 210
[15 empty] | Other | Comm-Inst Other | OTH | Miscellaneous | Privately Owned | 27355 | 1
[15 empty] | Other | Comm-Inst Other | OTH | Miscellaneous | Utility | 98353 | 35
[15 empty] | Lodging | 1-4 Family Res | OTH | Residential | Rooming/Boarding House | 52735 | 6
[16 empty] | 1-4 Family Res | R-I | Residential | Double, Duplex, or Two Units | 1125445 | 562
[16 empty] | Multifamily | R-I | Residential | Five or More Units or Apartments (Any Combination) | 23361201 | 2360
[16 empty] | 1-4 Family Res | R-I | Residential | Four Units (Any Combination) | 2097176 | 654
[16 empty] | 1-4 Family Res | R-I | Residential | Manufactured Home Park | 8920 | 4
[16 empty] | 1-4 Family Res | R-I | Residential | Three Units (Any Combination) | 1225745 | 492
[16 empty] | 1-4 Family Res | SFR | Residential | Manufactured Home | 1845 | 1
[16 empty] | 1-4 Family Res | SFR | Residential | Single Family Residence | 17895733 | 7413
[15 empty] | Vacant | Comm-Inst Other | VAC | Commercial |  | 0 | 1
[15 empty] | Vacant | Comm-Inst Other | VAC | Commercial | Auto, Recreation Equipment, Construction Equipment Sales and Service | 0 | 2
[15 empty] | Vacant | Office | VAC | Commercial | Commercial | 47142 | 74
[15 empty] | Vacant | Comm-Inst Other | VAC | Commercial | Department Store | 0 | 2
[15 empty] | Vacant | Office | VAC | Commercial | Office Building | 0 | 1
[15 empty] | Vacant | Comm-Inst Other | VAC | Commercial | Parking Lot (Commercial Use Property) | 0 | 6
[15 empty] | Vacant | Comm-Inst Other | VAC | Commercial | Service Station | 0 | 1
[15 empty] | Vacant | Comm-Inst Other | VAC | Commercial | Store | 0 | 1
[15 empty] | Vacant | Industrial | VAC | Industrial | Industrial | 0 | 26
[15 empty] | Vacant | Comm-Inst Other | VAC | Institutional | Church | 0 | 1
[15 empty] | Vacant | Comm-Inst Other | VAC | Miscellaneous | Government Owned Property | 0 | 5
[15 empty] | Vacant | Comm-Inst Other | VAC | Miscellaneous | Petroleum and Gas | 0 | 1
[15 empty] | Vacant | Comm-Inst Other | VAC | Recreational | Golf Course | 0 | 3
[15 empty] | Vacant | 1-4 Family Res | VAC | Residential | Double, Duplex, or Two Units | 0 | 1
[15 empty] | Vacant | Multifamily | VAC | Residential | Five or More Units or Apartments (Any Combination) | 0 | 3
[15 empty] | Vacant | 1-4 Family Res | VAC | Residential | Single Family Residence | 84520 | 180
[15 empty] | Vacant | 1-4 Family Res | VAC | Residential | Three Units (Any Combination) | 0 | 3
[17 empty] | Grand Total |  |  | 87260306

## Typology Mapping
This tab can be used to determine which CBECS Typology each Energy Star Portfolio Manager space type falls into, as used in this analysis.
Shortened names used in Seattle BM data, not relevant to other data sets.
EPA_Primary_Self | EPA_Primary_Self_Short | CBECS Typology | Building type | Definition
Adult Education | Adult Educa | Education | Education | Buildings used for academic or technical classroom instruction, such as elementary, middle, or high schools, and classroom buildings on college or university campuses. Buildings on education campuses for which the main use is not classroom are included in the category relating to their use. For example, administration buildings are part of "Office," dormitories are "Lodging," and libraries are "Public Assembly."
Ambulatory Surgical Center | Ambulatory | Health care Outpatient | Food Sales | Buildings used for retail or wholesale of food.
Aquarium | Aquarium | Public Assembly | Food Service | Buildings used for preparation and sale of food and beverages for consumption.
Automobile Dealership | Automobile | Mercantile Retail (other than mall) | Health Care (Inpatient) | Buildings used as diagnostic and treatment facilities for inpatient care.
Bank Branch | Bank Branch | Office | Health Care (Outpatient) | Buildings used as diagnostic and treatment facilities for outpatient care. Medical offices are included here if they use any type of diagnostic medical equipment (if they do not, they are categorized as an office building).
Bar/Nightclub | Bar/Nightcl | Food Service | Lodging | Buildings used to offer multiple accommodations for short-term or long-term residents, including skilled nursing and other residential care buildings.
Barracks | Barracks | Lodging | Mercantile (Retail Other Than Mall) | Buildings used for the sale and display of goods other than food.
Bowling Alley | Bowling All | Public Assembly | Mercantile (Enclosed and Strip Malls) | Shopping malls comprised of multiple connected establishments.
Casino | Casino | Public Assembly | Office | Buildings used for general office space, professional office, or administrative offices. Medical offices are included here if they do not use any type of diagnostic medical equipment (if they do, they are categorized as an outpatient health care building).
College/University | College/Uni | Education | Public Assembly | Buildings in which people gather for social or recreational activities, whether in private or non-private meeting halls.
Convenience Store with Gas Station | Conven w gas | Food Sales | Public Order and Safety | Buildings used for the preservation of law and order or public safety.
Convenience Store without Gas Station | Conven wo gas | Food Sales | Religious Worship | Buildings in which people gather for religious activities, (such as chapels, churches, mosques, synagogues, and temples).
Convention Center | Convention | Public Assembly | Service | Buildings in which some type of service is provided, other than food service or retail sales of goods
Courthouse | Courthouse | Public order and safety | Warehouse and Storage | Buildings used to store goods, manufactured products, merchandise, raw materials, or personal belongings (such as self-storage).
Data Center | Data Center | Other | Other | Buildings that are industrial or agricultural with some retail space; buildings having several different commercial activities that, together, comprise 50 percent or more of the floorspace, but whose largest single activity is agricultural, industrial/ manufacturing, or residential; and all other miscellaneous buildings that do not fit into any other category.
Distribution Center | Distributio | Warehouse and storage | Vacant | Buildings in which more floorspace was vacant than was used for any single commercial activity at the time of interview. Therefore, a vacant building may have some occupied floorspace.
Drinking Water Treatment & Distribution | Drinking Wa | Other
Enclosed Mall | Enclosed Ma | Mercantile Enclosed and strip malls
Energy/Power Station | Energy/Powe | Other
Fast Food Restaurant | Fast Food R | Food Service
Financial Office | Financial O | Office
Fire Station | Fire Statio | Public order and safety
Fitness Center/Health Club/Gym | Fitness Cen | Public Assembly
Food Sales | Food Sales | Food Sales
Food Service | Food Servic | Food Service
Hospital (General Medical & Surgical) | Hospital (G | Health care Inpatient
Hotel | Hotel | Lodging
Ice/Curling Rink | Ice/Curling | Public Assembly
Indoor Arena | Indoor Aren | Public Assembly
K-12 School | K-12 School | Education
Laboratory | Laboratory | Other
Library | Library | Public Assembly
Lifestyle Center | Lifestyle C | Mercantile Enclosed and strip malls
Mailing Center/Post Office | Mailing Cen | Service
Manufacturing/Industrial Plant | Manufacturi | Other
Medical Office | Medical Off | Health care Outpatient
Mixed Use Property | Mixed Use P | Other
Movie Theater | Movie Theat | Public Assembly
Multifamily Housing | Multifamily | Multifamily
Museum | Museum | Public Assembly
Non-Refrigerated Warehouse | Non-Refrige | Warehouse and storage
Office | Office | Office
Other | Other | Other
Other - Education | Other - Edu | Education
Other - Entertainment/Public Assembly | Other - Ent | Public Assembly
Other - Lodging/Residential | Other - Lod | Lodging
Other - Mall | Other - Mal | Mercantile Enclosed and strip malls
Other - Public Services | Other - Pub | Public order and safety
Other - Recreation | Other - Rec | Public Assembly
Other - Restaurant/Bar | Other - Res | Food Service
Other - Services | Other - Ser | Service
Other - Specialty Hospital | Other - Spe | Health care Inpatient
Other - Stadium | Other - Sta | Public Assembly
Other - Technology/Science | Other - Tec | Other
Other - Utility | Other - Uti | Other
Outpatient Rehabilitation/Physical Therapy | Outpatient | Health care Outpatient
Parking | Parking | Other
Performing Arts | Performing | Public Assembly
Personal Services (Health/Beauty, Dry Cleaning, etc.) | Personal Se | Service
Police Station | Police Stat | Public order and safety
Pre-school/Daycare | Pre-school/ | Education
Prison/Incarceration | Prison/Inca | Public order and safety
Race Track | Race Track | Public Assembly
Refrigerated Warehouse | Refrigerate | Warehouse and storage
Repair Services (Vehicle, Shoe, Locksmith, etc.) | Repair Serv | Service
Residence Hall/Dormitory | Residence H | Lodging
Residential Care Facility | Residential | Lodging
Restaurant | Restaurant | Food Service
Retail Store | Retail Stor | Mercantile Retail (other than mall)
Roller Rink | Roller Rink | Public Assembly
Self-Storage Facility | Self-Storag | Warehouse and storage
Senior Care Community | Senior Care | Lodging
Single Family Home | Single Fami | Single Family
Social/Meeting Hall | Social/Meet | Public Assembly
Stadium (Closed) | Stadium (Cl | Public Assembly
Stadium (Open) | Stadium (Op | Public Assembly
Strip Mall | Strip Mall | Mercantile Enclosed and strip malls
Supermarket/Grocery Store | Supermarket | Food Sales
Swimming Pool | Swimming Po | Public Assembly
Transportation Terminal/Station | Transportat | Public Assembly
Urgent Care/Clinic/Other Outpatient | Urgent Care | Health care Outpatient
Veterinary Office | Veterinary | Health care Outpatient
Vocational School | Vocational | Education
Wastewater Treatment Plant | Wastewater | Other
Wholesale Club/Supercenter | Wholesale C | Food Sales
Worship Facility | Worship Fac | Religious Worship
Zoo | Zoo | Public Assembly

## Prev Seattle Targets ref (hidden)
|  |  |  | 2050 Target Fuel Splits | [11 empty] | KBTU
Building Type | pre-2015 EUI (kBtu/sqft) | 2015-2035 EUI (kBtu/sqft) | 2035-2050 EUI (kBtu/sqft) | Natural Gas | Electricity | Carbon Neutral Steam |  | Gas EUI | Elec EUI |  | Int. Target | EE2 | EE3 |  | Multifamily (1-3) | 1578733813.2522
Multifamily (1-3) | 20 | 15 | 12 | 15% | 85% | 0% |  | 3 | 17 |  | #REF! | #REF! | #REF! |  | Multifamily (4-6) | 2050986345.0062
Multifamily (4-6) | 20 | 15 | 12 | 15% | 85% | 0% |  | 3 | 17 |  | #REF! | #REF! | #REF! |  | Multifamily (7+) | 2097295458.8125
Multifamily (7+) | 25 | 18 | 12 | 15% | 85% | 0% |  | 3.75 | 21.25 |  | #REF! | #REF! | #REF! |  | Single Family | 14985100382.6933
Single Family | 20 | 15 | 12 | 15% | 85% | 0% |  | 3 | 17 | [5 empty] | Dry Goods Retail | 1310167698.8142
Dry Goods Retail | 25 | 20 | 15 | 5% | 95% | 0% |  | 1.25 | 23.75 | [5 empty] | Grocery | 979012841.518
Grocery | 140 | 120 | 100 | 12% | 88% | 0% |  | 16.8 | 123.2 | [5 empty] | Hospital | 2978616818.2989
Hospital | 100 | 90 | 80 | 5% | 60% | 35% |  | 5 | 60 | [5 empty] | Hotel Motel | 1773221098.9396
Hotel Motel | 25 | 20 | 15 | 30% | 50% | 20% |  | 7.5 | 12.5 |  | #REF! | #REF! | #REF! |  | Office | 7390842457.4445
Office | 25 | 20 | 15 | 2% | 95% | 3% |  | 0.5 | 23.75 |  | #REF! | #REF! | #REF! |  | Other Commercial | 2418907735.2916
Other Commercial | 25 | 20 | 15 | 10% | 85% | 5% |  | 2.5 | 21.25 | [5 empty] | Restaurant | 2441743074.3923
Restaurant | 160 | 130 | 100 | 60% | 40% | 0% |  | 96 | 64 | [5 empty] | School | 642382874.7202
School | 20 | 15 | 10 | 30% | 65% | 5% |  | 6 | 13 | [5 empty] | University | 550901097.856
University | 60 | 50 | 40 | 5% | 70% | 25% |  | 3 | 42 | [5 empty] | UW | 2028152589.8746
UW | 70 | 55 | 40 | 5% | 70% | 25% |  | 3.5 | 49 | [5 empty] | Warehouse | 742948637.7804
Warehouse | 15 | 12 | 10 | 4% | 96% | 0% |  | 0.6 | 14.4
Building Unit Type | Building Population
| Units¹ | SqFt² | Area per Unit
Multifamily (1-3) | 54694.5371 | 51900756.5719 | 948.9203
Multifamily (4-6) | 55805.2343 | 63225991.0966 | 1132.976
Multifamily (7+) | 35000.8327 | 46068690.9552 | 1316.217
Single Family | 181908.496 | 377036646.1384 | 2072.672
Seattle EUI Targets |  |  | 2050 | 2015 |  | 2008
|  |  | Hotel Motel | Hotel Motel | %Reduction | Office | Restaurant | Hospital |  |  |  |  | Multifamily (1-3) | Multifamily (4-6) | Multifamily (7+) |  |  |  |  | Multifamily (1-3) | Multifamily (4-6) | Multifamily (7+)
EUI breakdown (kBtu) | [9 empty] | 52175.3978 | 53234.9381 | 33388.7526 | [7 empty] | 54694.5371 | 55805.2343 | 35000.8327
|  | SF | 17701503.8943 | 19309294.4 |  |  | 8556782 | 16460899.75 |  | 49510294.1038 | 60313907.1751 | 43946843.723 | [7 empty] | 51900756.5719 | 63225991.0966 | 46068690.9552
EUI breakdown (kBtu) | HVAC | Gas | 7.7839 | 8.5819 | 9.299% | 10.0164 | 4.7844 | 26.4059 |  | 1783.7278 | 417.8063 | 4565.0044 | 1.8797 | 0.36877 | 3.4683 | Gas | 12.5316 | 2.4585 | 23.1218 | 2039.5256 | 477.7223 | 5219.6547 | 2.1493 | 0.42165 | 3.9656
| HVAC | Elec | 17.0416 | 18.6262 | 8.508% | 20.9219 | 17.6884 | 36.6164 |  | 5328.2176 | 7776.477 | 14641.604 | 5.615 | 6.8638 | 11.124 | Elec | 6.6059 | 8.075 | 13.0871 | 9251.8733 | 12615.1219 | 23706.7562 | 9.7499 | 11.1345 | 18.0113
| HVAC | Oil | 0 | 0 | #DIV/0! | 0.1713 | 0 | 0.1713 |  | 0 | 0 | 0 | 0 | 0 | 0 | Oil |  |  |  | 0 | 0 | 0 | 0 | 0 | 0
| HVAC | Stm | 1.1031 | 1.5422 | 28.48% | 1.1317 | 0 | 14.2483 |  | 0 | 43.991 | 460.6327 | 0 | 0.038828 | 0.34997 | Stm |  |  |  | 0 | 54.4697 | 570.3566 | 0 | 0.048077 | 0.43333
| HVAC | Bio | 0.90251 | 0.51408 | -75.56% | 0.37723 | 0 | 4.7494 |  | 0 | 35.9926 | 376.8813 | 0 | 0.031768 | 0.28634 | Bio |  |  |  | 0 | 18.1566 | 190.1189 | 0 | 0.016026 | 0.14444
| DHW | Gas | 21.0312 | 22.4034 | 6.125% | 1.12 | 53.9825 | 24.5472 |  | 1100.3838 | 964.9662 | 5968.9718 | 1.1596 | 0.85171 | 4.5349 | Gas |  |  |  | 1586.1388 | 1390.9423 | 8603.9233 | 1.6715 | 1.2277 | 6.5369
| DHW | Elec | 0.59417 | 0.80613 | 26.29% | 1.309 | 7.4323 | 0.91542 |  | 3551.9837 | 3536.3916 | 423.1515 | 3.7432 | 3.1213 | 0.32149 | Elec |  |  |  | 6064.3712 | 6218.8311 | 706.2724 | 6.3908 | 5.4889 | 0.53659
| DHW | Oil | 0 | 0 | #DIV/0! | 0 | 0 | 0 |  | 0 | 0 | 0 | 0 | 0 | 0 | Oil |  |  |  | 0 | 0 | 0 | 0 | 0 | 0
| DHW | Stm | 2.9804 | 4.0261 | 25.97% | 0.12654 | 0 | 13.2454 |  | 0 | 27.9658 | 292.8316 | 0 | 0.024683 | 0.22248 | Stm |  |  |  | 0 | 43.6531 | 457.0946 | 0 | 0.03853 | 0.34728
| DHW | Bio | 2.4385 | 1.342 | -81.7% | 0.042181 | 0 | 4.4151 |  | 0 | 22.8811 | 239.5895 | 0 | 0.020196 | 0.18203 | Bio |  |  |  | 0 | 14.551 | 152.3649 | 0 | 0.012843 | 0.11576
| Proc | Gas | 6.9753 | 6.9753 | 0% | 0 | 146.3797 | 2.1926 |  | 0 | 0 | 0 | 0 | 0 | 0 | Gas |  |  |  | 0 | 0 | 0 | 0 | 0 | 0
| Proc | Elec | 7.2604 | 8.443 | 14.01% | 17.8482 | 42.6159 | 26.3891 |  | 0 | 0 | 0 | 0 | 0 | 0 | Elec |  |  |  | 0 | 0 | 0 | 0 | 0 | 0
| Proc | Oil | 0 | 0 | #DIV/0! | 0 | 0 | 0 |  | 0 | 0 | 0 | 0 | 0 | 0 | Oil |  |  |  | 0 | 0 | 0 | 0 | 0 | 0
| Proc | Stm | 0 | 0 | #DIV/0! | 0 | 0 | 0 |  | 0 | 0 | 0 | 0 | 0 | 0 | Stm |  |  |  | 0 | 0 | 0 | 0 | 0 | 0
| Proc | Bio | 0 | 0 | #DIV/0! | 0 | 0 | 0 |  | 0 | 0 | 0 | 0 | 0 | 0 | Bio |  |  |  | 0 | 0 | 0 | 0 | 0 | 0
| Othr | Gas | 4.3422 | 4.3422 | 0% | 0 | 0 | 0 |  | 3949.8326 | 7534.5325 | 3981.829 | 4.1624 | 6.6502 | 3.0252 | Gas |  |  |  | 3949.8326 | 7534.5325 | 3981.829 | 4.1624 | 6.6502 | 3.0252
| Othr | Elec | 8.1237 | 17.526 | 53.65% | 18.8324 | 28.3766 | 27.635 |  | 4482.873 | 3380.3617 | 4910.9655 | 4.7242 | 2.9836 | 3.7311 | Elec |  |  |  | 9222.2669 | 6742.5863 | 10443.0092 | 9.7187 | 5.9512 | 7.9341
| Othr | Oil | 0 | 0 | #DIV/0! | 0 | 0 | 0 |  | 0 | 0 | 0 | 0 | 0 | 0 | Oil |  |  |  | 0 | 0 | 0 | 0 | 0 | 0
| Othr | Stm | 0 | 0 | #DIV/0! | 0 | 0 | 0 |  | 0 | 0 | 0 | 0 | 0 | 0 | Stm |  |  |  | 0 | 0 | 0 | 0 | 0 | 0
| Othr | Bio | 0 | 0 | #DIV/0! | 0 | 0 | 0 |  | 0 | 0 | 0 | 0 | 0 | 0 | Bio |  |  |  | 0 | 0 | 0 | 0 | 0 | 0
| HVAC |  | 26.831 | 29.2644 | 8.315% | 11.1364 | 22.4729 | 82.1913 |  | 6833.9442 | 8917.305 | 14515.8052 | 7.2018 | 7.8707 | 11.0284 | Gas |  |  |  | 7575.497 | 9403.1971 | 17805.407 | 7.9833 | 8.2996 | 13.5277
| DHW |  | 27.0442 | 28.5777 | 5.366% | 58.9115 | 61.4148 | 43.1232 |  | 13363.0744 | 14693.2302 | 19975.721 | 14.0824 | 12.9687 | 15.1766 | Elec |  |  |  | 24538.5114 | 25576.5394 | 34856.0378 | 25.8594 | 22.5747 | 26.482
| Proc |  | 14.2356 | 15.4182 | 7.67% | 0.1713 | 188.9957 | 28.5816 |  | 0 | 0 | 0 | 0 | 0 | 0 | Oil |  |  |  | 0 | 0 | 0 | 0 | 0 | 0
| Othr |  | 12.466 | 21.8682 | 42.99% | 1.2582 | 28.3766 | 27.635 |  | 0 | 71.9567 | 753.4642 | 0 | 0.063511 | 0.57245 | Stm |  |  |  | 0 | 98.1228 | 1027.4513 | 0 | 0.086606 | 0.78061
[6 empty] | 0.41941 | 301.2599 | 181.5311 |  | 0 | 58.8737 | 616.4707 | 0 | 0.051964 | 0.46837 | Bio |  |  |  | 0 | 32.7076 | 342.4837 | 0 | 0.028869 | 0.2602
[6 empty] | 32.6185 |  |  |  | 7111.9454 | 8274.2668 | 20044.1223 | 7.4948 | 7.3031 | 15.2286 | HVAC |  |  |  | 11291.3989 | 13165.4705 | 29686.8865 | 11.8992 | 11.6203 | 22.5547
[6 empty] | 2.5978 |  |  |  | 4652.3676 | 4552.2046 | 6924.5443 | 4.9028 | 4.0179 | 5.2609 | DHW |  |  |  | 7650.51 | 7667.9775 | 9919.6552 | 8.0623 | 6.768 | 7.5365
[6 empty] | 17.8482 |  |  |  | 0 | 0 | 0 | 0 | 0 | 0 | Proc |  |  |  | 0 | 0 | 0 | 0 | 0 | 0
[6 empty] | 18.8324 |  |  |  | 8432.7056 | 10914.8942 | 8892.7945 | 8.8866 | 9.6338 | 6.7563 | Othr |  |  |  | 13172.0995 | 14277.1188 | 14424.8382 | 13.8811 | 12.6014 | 10.9593
[6 empty] | 71.8968 | [13 empty] | 32114.0083 | 35110.5669 | 54031.3799 | 33.8427 | 30.9897 | 41.0505